## Overview
CERS UST Facility/Tank Data Download
This spreadsheet contains UST Facility, Tank, Monitoring Plan, and Certification of Installation/Modification data exported from the California Environmental Reporting System (CERS). Use Excel's worksheet tabs or the hyperlinks below to access the export data. Please note, this exported data only includes data that has been "Accepted" by Regulators. Any UST Facility data that has been "Submitted" but has never been "Accepted" by a Regulator is not shown.
Tank counts:
• | The ‘UST Facility Info’ table (the first generated worksheet) Field 404, ‘Total Number of USTs’, provides a count of all active tanks listed in the last accepted submittal shown on that table. It may not be equal to the next worksheet ‘UST Tank and Monitoring Plan Info Count of Exported Records’ shown on this page. The UST Tank and Monitoring Plan Info is a count of all tanks reported on all accepted submittals. In some cases, such as if a tank ID is altered or a business user reports additional tanks on a submittal, there will be tanks reported on one submittal and not on another. The ‘UST Tank and Monitoring Plan Info Count of Exported Records’ includes all such tanks.
• | Date Range vs No Date Range:
| o | Tanks reported in CERS that do not have a tank install date will be reported if no date range is selected. They will not be reported if a date range is selected.
| o | UPA staff are encouraged to ensure that all active tanks have a tank installation date and that all permanently closed or removed tanks have a tank closure date.
• | Report 6: This report will report all tanks and therefore should be consistent with ‘UST Tank and Monitoring Plan Info Count of Exported Records’. The date range limitations are also the same, tank records with no date installed or closed will not be counted if the report is run with a date range.
Data Export Date/Time: |  |  | 8/14/2024 3:41:42 PM
Record Filtering Criteria (if any): |  |  | Facility regulated by "Lassen County Environmental Health".
Generated Worksheets |  |  | Count of Exported Records
UST Facility Info |  |  | 14
UST Tank & Monitoring Plan Info |  |  | 45
UST Cert of Installation & Mod |  |  | 0
For more information about the meaning of the Unified Program Data Dictionary (UPDD) codes, visit the CUPA Data Registry at the following URL:
https://cersapps.calepa.ca.gov/DataRegistry

## UST Facility Info
Facility Identification and Location | [9 empty] | General UST Facility Permit Info | [6 empty] | Property Owner | [6 empty] | Tank Owner | [7 empty] | Tank Operator | [6 empty] | Petroleum UST Financial Responsibility Mechanism(s) | [10 empty] | Certification / Applicant Information |  |  |  | Submittal / Acceptance Information |  |  |  | Regulator Information
1a | 1 |  |  | 3 | 103 | 104 |  |  |  | 400 | 403 | 421 | 423 | 404 | 405 | 406 | 407 | 408 | 409 | 410 | 411 | 412 | 412a | 414 | 415 | 416 | 417 | 418 | 419 | 419a | 420 | 428-1 | 428-2 | 428-3 | 428-4 | 428-5 | 428-6 | 428-7 | 422-1 | 422-2 | 422-3 | 422-4 | 422-5 | 422-6 | 422-8 | 422-9 | 422-10 | 422-99 | 422-99a | 424 | 426 | 427 | 425
CERS ID | Facility ID | Organization Name | Organization Code | Facility Name | Facility Street Address | Facility City | Facility ZIP Code | Latitude Measure | Longitude Measure | Type of Action | UST Facility Type | BOE Number | Permit Holder Notification Information | Total Number of USTs | Indian or Trust Land | Supervisor of Division, Section, or Office | Name | Phone | Mailing Address | City | State | ZIP Code | Country | Name | Phone | Mailing Address | City | State | ZIP Code | Country | Type | Name | Phone | Mailing Address | City | State | ZIP Code | Country | Self- Insured | Guarantee | Insurance | Surety Bond | Letter of Credit | Exemption | State Fund and CFO letter | State Fund and CD | Local Government Mechanism | Other | Other Description | Date Certified | Applicant Name | Applicant Title | Applicant Phone | Date Submitted to CERS | Date Accepted by Regulator | Regulator Comment | Regulator Agent Name | Regulator Name | Regulator Type
10125310 | 18-000-122 | Alliance Gas | 90080329 | A One Food Mart | 1850 Main Street | Susanville | 96130 | 40.4146 | -120.6469 | Renewal Permit | Motor Vehicle Fueling | 44052544 | Facility Owner | 3 | No |  | Susanville Plaza Inc | 530-251-5330 | 1850 Main Street | Susanville | CA | 96130 | United States | Susanville Plaza Inc. | 530-251-5330 | 1850 Main Street | Susanville | CA | 96130 | United States | Non-Government | Susanville Plaza Inc | 530-251-5330 | 1850 Main Street | Susanville | CA | 96130 | United States | No | No | No | No | No | No | Yes | No | No | No |  |  | Gurkuldeep Kahlon | Owner | 530-251-5330 | 2020-05-26 16:08 | 2021-02-27 17:55 |  | Sara Chandler | Lassen County Environmental Health | CUPA
10125478 | 18-000-159 | Lassen Community College | 90080884 | Lassen Community College | 478-200 HWY 139 | Susanville | 96130 | 40.4971 | -120.5606 | Renewal Permit | Motor Vehicle Fueling | 44007337 | Facility Owner | 4 | No | Greg Collins | Lassen Community College | 530-257-6181 | P.O. Box 3000 | Susaville | CA | 96130 | United States | Lassen Community College | 530-257-6181 | P.O. Box 3000 | Susaville | CA | 96130 | United States | Local Agency/District | Patrick Clancy | 530-257-6181x8926 | P.O. Box 3000 | Susanville | CA | 96130 | United States | Yes | No | No | No | No | No | No | No | No | No |  |  | Patrick Clancy | Maintenance Specialist | 530-257-6181x8926 | 2019-03-18 11:16 | 2019-03-20 16:36 | Thank you Pat! | Sara Chandler | Lassen County Environmental Health | CUPA
10125574 | 18-000-152 | lassen gas llc | 90827800 | susanville food mart | 2425 Main St | Susanville | 96130 | 40.4137 | -120.6403 | Renewal Permit | Motor Vehicle Fueling | 44041032 | Facility Owner | 3 | No |  | Francis Law | 530-257-3558 | 2425 Main Street | Susanville | CA | 96130 | United States | Francis Law | 530-257-3372 | P.O. Box 986 | Susanville | CA | 96130 | United States | Non-Government | Francis Law | 530-257-3372 | P.O. Box 986 | Susanville | CA | 96130 | United States | No | No | No | No | No | No | Yes | No | No | No |  |  | Francis Law | Owner | 530-257-3372 | 2017-07-31 13:13 | 2017-08-31 10:58 | Hi Paul, I have to apologize I just realized I missed some things we need to fix in the UST section. I am going to accept this submittal since the information is there, but when you have a chance we need to get the UST Certification of Financial Responsibility, and UST Letter from Chief Financial Officer sections cleaned up. We will correct this on your next submittal. Thank you! | Sara Chandler | Lassen County Environmental Health | CUPA
10125589 | 18-000-140 | Susanville Chevron | 90719095 | Susanville Chevron | 1530 Main Street | Susanville | 96130 | 40.4155 | -120.6506 | Transfer Permit | Motor Vehicle Fueling | 44053038 | Facility Owner | 3 | No |  | Ram and Son Investment Inc. | (916)337-0691 | 1530 Main St | Susanville | CA | 96130 | United States | Ram and Son Investment Inc. | (916)337-0691 | 1530 Main Street | Susanville | CA | 96130 | United States | Non-Government | Ram and Son Investment Inc. | (916)337-0691 | 1530 Main St | Susanville | CA | 96130 | United States | No | No | No | No | No | No | Yes | No | No | No | [5 empty] | 2021-10-01 10:05 | 2022-03-24 17:16 |  | Sara Chandler | Lassen County Environmental Health | CUPA
10126222 | 18-000-123 | Department of California Highway Patrol | 90372109 | CA Highway Patrol Susanville | 472-400 Diamond Crest Road | Susanville | 96130 | 40.3782 | -120.59 | Confirmed/Updated Information | Motor Vehicle Fueling | 44032062 | Tank Owner | 1 | No | Facilities | California Highway Patrol | 916-843-3800 | P.O. Box 942898 | Sacramento | CA | 94298-0001 | United States | California Highway Patrol | 916-843-3800 | P.O. Box 942898 | Sacramento | CA | 94298-0001 | United States | State Agency | California Highway Patrol | 530-257-2191 | 472-400 Diamond Crest Road | Susanville | CA | 96130 | United States | Yes | No | No | No | No | Yes | No | No | No | No |  |  | Beth DePaola | ABMA | 916-843-3800 | 2023-02-27 16:23 | 2023-09-15 14:46 |  | Sara Chandler | Lassen County Environmental Health | CUPA
10126474 | 18-000-001 | Banner Lassen Medical Center | 90084643 | Banner Lassen Medical Center | 1800 Spring Ridge Drive | Susanville | 96130 | 40.4362 | -120.6274 | Renewal Permit | Other | 44048040 | Facility Operator | 2 | No |  | Banner Health Systems | 602-495-4000 | 1441 North 12th Street | Phoenix | AZ | 85006 | United States | Banner Health | 602-747-4000 | 1441 North 12th Street | Phoenix | AZ | 85006 | United States | Non-Government | Banner Lassen Medical Center | 530-252-2000 | 1800 Spring Ridge Drive | Susanville | CA | 96130 | United States | No | No | Yes | No | No | No | No | No | No | No |  |  | Matt DeFabrizio | Plant Operations Manager | 530-252-2158 | 2022-03-04 09:28 | 2022-04-13 14:50 |  | Sara Chandler | Lassen County Environmental Health | CUPA
10126558 | 18-000-078 | Harbert Oil Company, Inc. | 90000100 | Red Barn | Hwy 299 east | Bieber | 96009 | 41.1235 | -121.1425 | Renewal Permit | Motor Vehicle Fueling | 44047473 | Tank Operator | 4 | No |  | Robin D. Harbert | 530-294-5565 | P.O. Box 8 | Bieber | CA | 96009 | United States | Robin D. Harbert | 530-294-5565 | P.O. Box 8 | Bieber | CA | 96009 | United States | Non-Government | Paul Mccoy | 530294-5371 | P.O. Box 128 | Bieber | CA | 96009 | United States | No | No | No | No | No | No | Yes | No | No | No |  |  | Robin D. Harbert | Owner | 530-294-5565 | 2018-10-31 14:46 | 2019-03-20 16:17 | There are duplicate documents uploaded that should be cleaned up. The designated operator compliance form has been updated, and is now required by the State of California. I will discuss this with you at your upcoming inspection. | Sara Chandler | Lassen County Environmental Health | CUPA
10126855 | 18-000-096 | Susanville Beacon | 90085168 | Susanville Beacon | 1001 Main Street | Susanville | 96130 | 40.4178 | -120.6576 | Renewal Permit | Fuel Distribution | 44044569 | Facility Owner | 3 | No |  | BRG Parters | 530-257-7222 | 1001 Main Street | Susanville | CA | 96130 | United States | BRG Parters | 530-257-7222 | 1001 Main Street | Susanville | CA | 96130 | United States | Non-Government | BRG Parters | 530-257-7222 | 1001 Main Street | Susanville | CA | 96130 | United States | No | No | No | No | No | No | Yes | No | No | No |  |  | Gurkuldeep Singh Kahlon | Owner | 530-257-7222 | 2019-03-22 10:47 | 2019-04-18 13:46 |  | Sara Chandler | Lassen County Environmental Health | CUPA
10127938 | 18-000-143 | Hallelujah Junction Market, Inc. | 90089251 | Hallelujah Junction Market, Inc. | 753-775 Highway 70 | Hallelujah Junction | 96105 | 39.8096 | -120.2396 | Renewal Permit | Motor Vehicle Fueling | 182727 | Facility Owner | 4 | No |  | Gajj Sukhpal Kaur |  | P.O. Box 70 | Chilcoot | CA | 96105 | United States | Ravi Gondal | 916-812-1044 | 42 Poinsetta Court | Sacramento | CA | 95838 | United States | Non-Government | Ravi Gondal | 916-812-1044 | 42 Poinsetta Court | Sacramento | CA | 95838 | United States | [9 empty] | No |  | 2011-02-17 | Ravi Gondal | Owner | 916-812-1044 | 2011-02-17 13:27 | 2011-02-17 13:28 |  | Mike Smith | Plumas County Environmental Health | CUPA
10127941 | 18-000-094 | Wayside Inn | 90089266 | Wayside Inn | 718-710 Highway 395 | Standish | 96128 | 40.3651 | -120.424 | Confirmed/Updated Information | Motor Vehicle Fueling | 44045773 | Facility Owner | 4 | No |  | Ramesh Turen | 9163370691 | 718-710 Hwy 395 | Standish | CA | 96128 | United States | Ramesh Turen | 9163370691 | 718-710 Hwy 395 | Standish | CA | 96128 | United States | Non-Government | Ramesh Turen | 9163370691 | 718-710 Highway 395 | Standish | CA | 96128 | United States | No | No | No | No | No | No | Yes | No | No | No |  |  | Mani Singh | Partner | 530 254 6300 | 2021-10-01 10:01 | 2022-02-25 10:51 |  | Sara Chandler | Lassen County Environmental Health | CUPA
10128040 | 18-000-045 | Susanville Spirit Corp | 90089650 | MARUTI Susanville CORP | 2525 Main Street | Susanville | 96130 | 40.4132 | -120.6392 | Transfer Permit | Motor Vehicle Fueling | 44052121 | Facility Operator | 4 | No |  | PRABHJOT RANDHAWA | 530-257-2765 | 2525 Main Street | Susanville | CA | 96130 | United States | PRABHJOT Randhawa | 530-8649999 | 2525 Main Street | Susanville | CA | 96130 | United States | Non-Government | Blain Phillips | 530-257-3501 | 2525 Main Street | Susanville | CA | 96130 | United States | No | No | No | No | No | No | Yes | No | No | No |  |  | Larry J. Morgado | Larry J. Morgado | 530-257-3501 | 2023-01-14 15:17 | 2023-09-15 18:35 |  | Sara Chandler | Lassen County Environmental Health | CUPA
10130557 | 18-000-126 | Speedway | 90807268 | TESORO (SPEEDWAY XP) #68223 | 1905 Main St | Susanville | 96130 | 40.415 | -120.6459 | Confirmed/Updated Information | Motor Vehicle Fueling | 44045662 | Facility Owner | 4 | No |  | TESORO SIERRA PROPERTIES LLC | 800-828-0711 | P.O. BOX 711 ATTN: GASOLINE COMPLIANCE, LOC 148 | DALLAS | TX | 75221 | United States | TESORO SIERRA PROPERTIES LLC | 800-828-0711 | P.O. BOX 711 ATTN: GASOLINE COMPLIANCE, LOC 148 | DALLAS | TX | 75221 | United States | Non-Government | ANABI OIL CORPORATION (SAM ANABI) | 909-394-4728 | 1905 MAIN STREET | SUSANVILLE | CA | 96130 | United States | No | No | Yes | No | No | No | No | No | No | No |  |  | BURKE D. ALBELDA | ENVIRONMENTAL COMPLIANCE SUPERVISOR | 310-869-4096 | 2023-02-17 08:33 | 2023-08-03 10:53 |  | Sara Chandler | Lassen County Environmental Health | CUPA
10169387 | 18-000-084 | COGENTCommunications, Inc | 90086209 | Sprint (Reno Junction) POP CACHIB | 748015 Highway 70 | Chilcoot-Vinton | 96105 |  |  | Confirmed/Updated Information | Other | 44041273 | Facility Owner | 1 | No |  | Sprint United Management Co. | 877-347-4457 Opt. 4 | P. O. Box 7994 | Shawnee Mission | KS | 66207 | United States | Sprint United Management Co. | 877-347-4457 Opt. 4 | P. O. Box 7994 | Shawnee Mission | KS | 66207 | United States | Non-Government | Sprint United Management Co. | 877-347-4457 Opt. 4 | P. O. Box 7994 | Shawnee Mission | KS | 66207 | United States | No | No | Yes | No | No | No | No | No | No | No |  |  | Pete Wang | Sprint West EHS Territory Manager | 650-375-2019 | 2021-10-08 09:47 | 2022-03-01 14:55 |  | Sara Chandler | Lassen County Environmental Health | CUPA
10418176 | 18-000-145 | CDCR - High Desert State Prison | 90369808 | CDCR-High Desert State Prison | 475-750 Rice Canyon Rd | Susanville | 96127 | 40.4091 | -120.5065 | Confirmed/Updated Information | Motor Vehicle Fueling | 44032062 | Facility Operator | 2 | No | Rikki Meier | California Department of Corrections & Rehabilitation | (530) 257-2181 | P.O.Box 750 | Susanville | CA | 96127 | United States | California Department of Corrections & Rehabilitation | 530 257 2181 | P.O.Box 750 | Susanville | CA | 96127 | United States | State Agency | CDCR- California Correctional Center Attn HazMat | (530) 257-2181 | PO Box 750 | Susanville | Ca | 96127 | United States | Yes | No | No | No | No | No | No | No | No | No |  |  | Rikki M Pedevilla | HMS | (530)257-2181 X4573 | 2024-08-01 10:22 | 2024-08-01 10:30 |  | Sara Chandler | Lassen County Environmental Health | CUPA

## UST Tank & Monitoring Plan Info
Facility Identification and Location | [7 empty] | General UST Tank Permit Info | [10 empty] | Tank Use and Contents |  |  |  |  | Tank Construction |  |  |  |  | Tank Overfill Prevention |  |  |  | Product / Waste Piping Construction | [6 empty] | Vent Piping Construction |  |  |  | Vent Piping Transition Sumps | Vapor Recovery (VR) Piping Construction |  |  |  | Riser / Fill Pipe Piping Construction |  |  |  | Fill Components Installed |  |  | Under Dispenser Containment (UDC) |  |  | Corrosion Prevention |  |  | UST Tank Certification / Applicant Information |  |  | Equipment Testing and Preventive Maintenance |  | Site Plot Plan Submitted | Continuous Electronic Tank Monitoring | [5 empty] | Automatic Tank Gauging | [8 empty] | Monthly Statistical Inventory Reconciliation | Weekly Manual Tank Gauge |  | Tank Integrity Testing |  |  | Other Tank Monitoring |  | Continuous Monitoring of Piping Secondary Containment | [7 empty] | Mechanical Line Leak Detector Performs 3 GPH Leak Test |  |  | Electronic Line Leak Detector Performs 3 GPH Leak Test | [5 empty] | Pipeline Integrity Testing |  |  | Visual Pipeline Monitoring |  | Suction Piping Meets Exemption Criteria | No Regulated Piping Per Health and Safety Code, Division 20, Chapter 6.7 Is Connected To The Tank System | Other Pipeline Monitoring |  | Under Dispenser Containment (UDC) Monitoring | [12 empty] | Periodic System Testing |  |  | Recordkeeping | [7 empty] | Training | [9 empty] | Comments and Additional Information | Personnel Responsibilities |  |  |  | UST Monitoring Plan Certification / Applicant Information |  |  |  | Submittal / Acceptance Information |  |  | Regulator Information
1a | 1 |  |  | 3 | 103 | 104 |  | 430 | 432 | 432-a | 433 | 434 | 436 | 435 | 430-a | 430-b | 437 | 438 | 439 | 439a | 440 | 440a | 440b | 443 | 444 | 444a | 445 | 445a | 452a | 452b | 452c | 452d | 460 | 458 | 464 | 464a | 464b | 464c | 464d | 464e | 464e1 | 464f | 464f1 | 464i | 464g | 464g1 | 464h | 464h1 | 464j | 464j1 | 464k | 464k1 | 451-a | 451-b | 451-c | 469a | 469b | 469c | 448a | 448b | 448c | 470 | 471 | 472 | 490-3a | 490-3b | 490-4 | 490-5 | 490-6 | 490-7 | 490-8 | 490-9 | 490-10 | 490-11 | 490-12 | 490-13 | 490-14 | 490-15 | 490-16 | 490-17 | 490-18 | 490-19 | 490-20 | 490-21 | 490-22 | 490-23 | 490-24 | 490-25 | 490-26 | 490-27 | 490-28 | 490-29 | 490-30 | 490-31 | 490-32 | 490-33 | 490-34 | 490-35 | 490-36 | 490-37 | 490-38 | 490-39 | 490-40 | 490-41 | 490-42 | 490-43 | 490-44 | 490-45 | 490-46 | 490-47 | 490-48 | 490-49 | 490-50 | 490-51 | 490-52 | 490-53 | 490-54a | 490-54b | 490-55 | 490-56 | 490-57 | 490-58 | 490-59 | 490-60 | 490-61 | 490-62 | 490-63 | 490-64a | 490-64b | 490-65 | 490-66 | 490-67 | 490-68a | 490-68b | 490-68c | 490-68d | 490-68e | 490-68f | 490-68g | 490-68h | 490-69a | 490-69b | 490-69c | 490-69d | 490-69e | 490-69f | 490-69g | 490-69h | 490-69i | 490-70 | 490-71 | 490-72 | 490-73 | 490-74 | 490-75 | 490-76 | 490-77 | 490-78 | 490-79
CERS ID | Facility ID | Organization Name | Organization Code | Facility Name | Facility Street Address | Facility City | Facility ZIP Code | Type of Action | Tank ID # | CERS TankID | Tank Manufacturer | Tank Configuration | Tank Capacity In Gallons | Date UST System Installed | Date UST Permanently Closed | Date Existing UST Discovered | Number of Compartments in the Unit | Additional Description | Tank Use | Specify Other Tank Use | Tank Contents | Specify Other Petroleum | Specify Other Non-Petroleum | Type of Tank | Tank Primary Containment Construction | Other Primary Containment Construction | Tank Secondary Containment Construction | Other Secondary Containment Construction | Audible/ Visual Alarms | Ball Float | Fill Tube Shut-Off Valve | Exempt | Piping Construction | Piping System Type | Primary Containment Construction | Other Primary Containment Construction | Secondary Containment Construction | Other Secondary Containment Construction | Piping/Turbine Containment Sump | Primary Containment Construction | Other Primary Containment Construction | Secondary Containment Construction | Other Secondary Containment Construction | Vent Piping Transition Sumps | Primary Containment Construction | Other Primary Containment Construction | Secondary Containment Construction | Other Secondary Containment Construction | Primary Containment Construction | Other Primary Containment Construction | Secondary Containment Construction | Other Secondary Containment Construction | Spill Bucket Installed | Striker Plate / Bottom Protector Installed | Containment Sump | Construction Type | Construction Material | Other Construction Material | Sacrificial Anode | Impressed Current | Isolation | Date Certified | Applicant Name | Applicant Title | Monitoring Equipment Serviced | Other Frequency of Monitoring Equipment Service | Site Plot Plan Submitted | Continuous Electronic Tank Monitoring | Tank Secondary Containment System | Electronic Monitor Panel Manufacturer | Electronic Monitor Panel Model # | Leak Sensor Manufacturer | Leak Sensor Model # | Automatic Tank Gauging | ATG Panel Manufacturer | ATG Model # | In-Tank Probe Manufacturer | In-tank Probe Model # | Tank Leak Test Frequency | Other Leak Test Frequency | Programmed Tank Tests | Other Programmed Tests | Monthly Statistical Inventory Reconciliation | Weekly Manual Tank Gauge | Tank Gauging Test Period | Tank Integrity Testing | Tank Integrity Testing Frequency | Other Tank Integrity Testing Frequency | Other Monitoring | Specify Other Monitoring | Continuous Monitoring of Piping Secondary Containment | Piping Secondary Containment | Panel Manufacturer | Panel Model # | Leak Sensor Manufacturer | Leak Sensor Model # | Leak Alarm Triggers Automatic Pump Shutdown | Failure/Disconnect Triggers Pump Shutdown | Mechanical Line Leak Detector Performs 3 GPH Leak Test | MLLD Manufacturer | MLLD Model # | Electronic Line Leak Detector Performs 3 GPH Leak Test | ELLD Manufacturer | ELLD Model # | ELLD Programmed In-Line Testing | ELLD Triggers Automatic Pump Shutdown | ELLD Failure/Disconnect Triggers Automatic Shutdown | Pipeline Integrity Testing | Pipeline Integrity Testing Frequency | Other Pipeline Integrity Testing Frequency | Visual Pipeline Monitoring | Visual Pipeline Monitoring Frequency | Suction Piping Meets Exemption Criteria | No Regulated Piping Per Health and Safety Code, Division 20, Chapter 6.7 Is Connected To The Tank System | Other Pipeline Monitoring | Other Pipeline Monitoring Description | UDC Monitoring | Other UDC Monitoring | UDC Panel Manufacturer | UDC Panel Model # | UDC Leak Sensor Manufacturer | UDC Leak Sensor Model # | Detection of Leak into UDC Triggers Audible and Visual Alarms | UDC Leak Alarm Triggers Automatic Pump Shutdown | Failure/Disconnection of UDC Monitoring System Triggers Automatic Pump Shutdown | UDC Monitoring Stops Flow of Product at Dispenser | UDC Construction | UDC Secondary Containment Monitoring | Leak Within Secondary Containment of UDC Causes Audible and Visual Alarms | ELD Testing | Secondary Containment Testing | Spill Bucket Testing | Alarm Logs | Visual Inspection Records | Tank Integrity Testing Results | SIR Testing Results | Tank Gauging Results | ATG Testing Results | Corrosion Protection Logs | Equipment Maintenance and Calibration Records | Personnel with UST Monitoring Responsibilities are Familiar with Training Documents | UST Monitoring Plan | Operating Manuals | CA UST Regulations | CA UST Law | SWRCB Handbook for Tank Owners - Manual and SIR | SWRCB Publication: Understanding Automatic Tank Gauging Systems | Other Training Documents | Other Training Documents Description | Designated Operator Training | Comments and Additional Information | Name of First Person Having Responsibility | Title of First Person Having Responsibility | Name of Second Person Having Responsibility | Title of Second Person Having Responsibility | Signature Representation | Signature Date | Applicant Name | Applicant Title | Date Submitted to CERS | Date Accepted by Regulator | Regulator Agent Name | Regulator Name | Regulator Type
10125310 | 18-000-122 | Alliance Gas | 90080329 | A One Food Mart | 1850 Main Street | Susanville | 96130 | Confirmed/Updated Information | 2 | 10125310-002 | Modern | A Stand-alone Tank | 10000 | 1988-01-01 |  |  | 1 |  | Motor Vehicle Fueling |  | Midgrade Unleaded |  |  | Double Wall | Steel |  | Fiberglass |  | No | Yes | Yes | No | Double-walled | Pressure | Fiberglass |  | Fiberglass |  | Single-walled | Fiberglass |  | Fiberglass |  |  | Fiberglass |  | Fiberglass |  | Steel |  |  |  | Fill Components Installed 451-a: Yes; Fill Components Installed 451-b: Yes; Fill Components Installed 451-c: No; Under Dispenser Containment (UDC) 469a: Single-walled; Under Dispenser Containment (UDC) 469b: Rigid Plastic; Corrosion Prevention 448a: No; Corrosion Prevention 448b: No; Corrosion Prevention 448c: No; UST Tank Certification / Applicant Information 471: Jim Day; UST Tank Certification / Applicant Information 472: Consultant; Equipment Testing and Preventive Maintenance 490-3a: Annually; Site Plot Plan Submitted 490-4: Site Plan Previously Submitted; Continuous Electronic Tank Monitoring 490-5: Yes; Continuous Electronic Tank Monitoring 490-6: Dry; Continuous Electronic Tank Monitoring 490-7: Veeder Root; Continuous Electronic Tank Monitoring 490-8: TLS 350; Continuous Electronic Tank Monitoring 490-9: Veeder Root; Continuous Electronic Tank Monitoring 490-10: MAG PROBS; Automatic Tank Gauging 490-11: No; Monthly Statistical Inventory Reconciliation 490-20: No; Weekly Manual Tank Gauge 490-21: No; Tank Integrity Testing 490-23: No; Other Tank Monitoring 490-26: No; Continuous Monitoring of Piping Secondary Containment 490-28: Yes; Continuous Monitoring of Piping Secondary Containment 490-29: Dry; Continuous Monitoring of Piping Secondary Containment 490-30: Veeder Root; Continuous Monitoring of Piping Secondary Containment 490-31: TLS 350; Continuous Monitoring of Piping Secondary Containment 490-32: Veeder Root; Continuous Monitoring of Piping Secondary Containment 490-33: 207; Continuous Monitoring of Piping Secondary Containment 490-34: Yes; Continuous Monitoring of Piping Secondary Containment 490-35: Yes; Mechanical Line Leak Detector Performs 3 GPH Leak Test 490-36: Yes; Mechanical Line Leak Detector Performs 3 GPH Leak Test 490-37: VMI/Veeder Root; Mechanical Line Leak Detector Performs 3 GPH Leak Test 490-38: LD 2000/FXVI; Electronic Line Leak Detector Performs 3 GPH Leak Test 490-39: No; Pipeline Integrity Testing 490-45: Yes; Pipeline Integrity Testing 490-46: Every 3 Years; Visual Pipeline Monitoring 490-48: No; Suction Piping Meets Exemption Criteria 490-50: No; No Regulated Piping Per Health and Safety Code, Division 20, Chapter 6.7 Is Connected To The Tank System 490-51: No; Other Pipeline Monitoring 490-52: No; Under Dispenser Containment (UDC) Monitoring 490-54a: Float and Chain Assembly; Under Dispenser Containment (UDC) Monitoring 490-62: Yes; Under Dispenser Containment (UDC) Monitoring 490-63: Single-walled; Periodic System Testing 490-65: No; Periodic System Testing 490-66: Yes; Periodic System Testing 490-67: Yes; Recordkeeping 490-68a: Yes; Recordkeeping 490-68b: Yes; Recordkeeping 490-68c: No; Recordkeeping 490-68d: No; Recordkeeping 490-68e: No; Recordkeeping 490-68f: No; Recordkeeping 490-68g: No; Recordkeeping 490-68h: No; Training 490-69a: Yes; Training 490-70: Yes; Personnel Responsibilities 490-72: Jim Day; Personnel Responsibilities 490-73: Desinated Operator; Personnel Responsibilities 490-74: Rajinder Singh; Personnel Responsibilities 490-75: Secreeetary; UST Monitoring Plan Certification / Applicant Information 490-76: Authorized Representative of Owner; UST Monitoring Plan Certification / Applicant Information 490-78: Jim Day; UST Monitoring Plan Certification / Applicant Information 490-79: Consultant | 2020-05-26 16:08 | 2021-02-27 17:55 | Sara Chandler | Lassen County Environmental Health | CUPA
10125310 | 18-000-122 | Alliance Gas | 90080329 | A One Food Mart | 1850 Main Street | Susanville | 96130 | Renewal Permit | 3 | 10125310-003 | Modern | A Stand-alone Tank | 10000 | 1988-01-01 |  |  | 1 |  | Motor Vehicle Fueling |  | Diesel |  |  | Double Wall | Steel |  | Fiberglass |  | No | Yes | Yes | No | Double-walled | Pressure | Fiberglass |  | Fiberglass |  | Single-walled | Fiberglass |  | Fiberglass |  |  | Fiberglass |  | Fiberglass |  | Steel |  |  |  | Fill Components Installed 451-a: Yes; Fill Components Installed 451-b: Yes; Fill Components Installed 451-c: No; Under Dispenser Containment (UDC) 469a: Single-walled; Under Dispenser Containment (UDC) 469b: Rigid Plastic; Corrosion Prevention 448a: No; Corrosion Prevention 448b: No; Corrosion Prevention 448c: No; UST Tank Certification / Applicant Information 471: Jim Day; UST Tank Certification / Applicant Information 472: Consultant; Equipment Testing and Preventive Maintenance 490-3a: Annually; Site Plot Plan Submitted 490-4: Site Plan Previously Submitted; Continuous Electronic Tank Monitoring 490-5: Yes; Continuous Electronic Tank Monitoring 490-6: Dry; Continuous Electronic Tank Monitoring 490-7: Veeder Root; Continuous Electronic Tank Monitoring 490-8: TLS 350; Continuous Electronic Tank Monitoring 490-9: Veeder Root; Continuous Electronic Tank Monitoring 490-10: MAG PROBS; Automatic Tank Gauging 490-11: No; Monthly Statistical Inventory Reconciliation 490-20: No; Weekly Manual Tank Gauge 490-21: No; Tank Integrity Testing 490-23: No; Other Tank Monitoring 490-26: No; Continuous Monitoring of Piping Secondary Containment 490-28: Yes; Continuous Monitoring of Piping Secondary Containment 490-29: Dry; Continuous Monitoring of Piping Secondary Containment 490-30: Veeder Root; Continuous Monitoring of Piping Secondary Containment 490-31: TLS 350; Continuous Monitoring of Piping Secondary Containment 490-32: Veeder Root; Continuous Monitoring of Piping Secondary Containment 490-33: 207; Continuous Monitoring of Piping Secondary Containment 490-34: Yes; Continuous Monitoring of Piping Secondary Containment 490-35: Yes; Mechanical Line Leak Detector Performs 3 GPH Leak Test 490-36: Yes; Mechanical Line Leak Detector Performs 3 GPH Leak Test 490-37: VMI/Veeder Root; Mechanical Line Leak Detector Performs 3 GPH Leak Test 490-38: LD 2000/FXVI; Electronic Line Leak Detector Performs 3 GPH Leak Test 490-39: No; Pipeline Integrity Testing 490-45: Yes; Pipeline Integrity Testing 490-46: Every 3 Years; Visual Pipeline Monitoring 490-48: No; Suction Piping Meets Exemption Criteria 490-50: No; No Regulated Piping Per Health and Safety Code, Division 20, Chapter 6.7 Is Connected To The Tank System 490-51: No; Other Pipeline Monitoring 490-52: No; Under Dispenser Containment (UDC) Monitoring 490-54a: Float and Chain Assembly; Under Dispenser Containment (UDC) Monitoring 490-62: Yes; Under Dispenser Containment (UDC) Monitoring 490-63: Single-walled; Periodic System Testing 490-65: No; Periodic System Testing 490-66: Yes; Periodic System Testing 490-67: Yes; Recordkeeping 490-68a: Yes; Recordkeeping 490-68b: Yes; Recordkeeping 490-68c: No; Recordkeeping 490-68d: No; Recordkeeping 490-68e: No; Recordkeeping 490-68f: No; Recordkeeping 490-68g: No; Recordkeeping 490-68h: No; Training 490-69a: Yes; Training 490-70: Yes; Personnel Responsibilities 490-72: Jim Day; Personnel Responsibilities 490-73: Desinated Operator; Personnel Responsibilities 490-74: Rajinder Singh; Personnel Responsibilities 490-75: secretary; UST Monitoring Plan Certification / Applicant Information 490-76: Authorized Representative of Owner; UST Monitoring Plan Certification / Applicant Information 490-78: Jim Day; UST Monitoring Plan Certification / Applicant Information 490-79: Consultant | 2020-05-26 16:08 | 2021-02-27 17:55 | Sara Chandler | Lassen County Environmental Health | CUPA
10125310 | 18-000-122 | Alliance Gas | 90080329 | A One Food Mart | 1850 Main Street | Susanville | 96130 | Confirmed/Updated Information | 1 | 10125310-001 | Modern | A Stand-alone Tank | 10000 | 1988-01-01 |  |  | 1 |  | Motor Vehicle Fueling |  | Regular Unleaded |  |  | Double Wall | Steel |  | Fiberglass |  | No | Yes | Yes | No | Double-walled | Pressure | Fiberglass |  | Fiberglass |  | Single-walled | Fiberglass |  | Fiberglass |  |  | Fiberglass |  | Fiberglass |  | Steel |  |  |  | Fill Components Installed 451-a: Yes; Fill Components Installed 451-b: Yes; Fill Components Installed 451-c: No; Under Dispenser Containment (UDC) 469a: Single-walled; Under Dispenser Containment (UDC) 469b: Rigid Plastic; Corrosion Prevention 448a: No; Corrosion Prevention 448b: No; Corrosion Prevention 448c: No; UST Tank Certification / Applicant Information 471: Jim Day; UST Tank Certification / Applicant Information 472: Consultant; Equipment Testing and Preventive Maintenance 490-3a: Annually; Site Plot Plan Submitted 490-4: Site Plan Previously Submitted; Continuous Electronic Tank Monitoring 490-5: Yes; Continuous Electronic Tank Monitoring 490-6: Dry; Continuous Electronic Tank Monitoring 490-7: Veeder Root; Continuous Electronic Tank Monitoring 490-8: TLS 350; Continuous Electronic Tank Monitoring 490-9: Veeder Root; Continuous Electronic Tank Monitoring 490-10: MAG PROBS; Automatic Tank Gauging 490-11: No; Monthly Statistical Inventory Reconciliation 490-20: No; Weekly Manual Tank Gauge 490-21: No; Tank Integrity Testing 490-23: No; Other Tank Monitoring 490-26: No; Continuous Monitoring of Piping Secondary Containment 490-28: Yes; Continuous Monitoring of Piping Secondary Containment 490-29: Dry; Continuous Monitoring of Piping Secondary Containment 490-30: Veeder Root; Continuous Monitoring of Piping Secondary Containment 490-31: TLS 350; Continuous Monitoring of Piping Secondary Containment 490-32: Veeder Root; Continuous Monitoring of Piping Secondary Containment 490-33: 207; Continuous Monitoring of Piping Secondary Containment 490-34: Yes; Continuous Monitoring of Piping Secondary Containment 490-35: Yes; Mechanical Line Leak Detector Performs 3 GPH Leak Test 490-36: Yes; Mechanical Line Leak Detector Performs 3 GPH Leak Test 490-37: VMI/Veeder Root; Mechanical Line Leak Detector Performs 3 GPH Leak Test 490-38: LD 2000/FXVI; Electronic Line Leak Detector Performs 3 GPH Leak Test 490-39: No; Pipeline Integrity Testing 490-45: Yes; Pipeline Integrity Testing 490-46: Every 3 Years; Visual Pipeline Monitoring 490-48: No; Suction Piping Meets Exemption Criteria 490-50: No; No Regulated Piping Per Health and Safety Code, Division 20, Chapter 6.7 Is Connected To The Tank System 490-51: No; Other Pipeline Monitoring 490-52: No; Under Dispenser Containment (UDC) Monitoring 490-54a: Float and Chain Assembly; Under Dispenser Containment (UDC) Monitoring 490-62: Yes; Under Dispenser Containment (UDC) Monitoring 490-63: Single-walled; Periodic System Testing 490-65: No; Periodic System Testing 490-66: Yes; Periodic System Testing 490-67: Yes; Recordkeeping 490-68a: Yes; Recordkeeping 490-68b: Yes; Recordkeeping 490-68c: No; Recordkeeping 490-68d: No; Recordkeeping 490-68e: No; Recordkeeping 490-68f: No; Recordkeeping 490-68g: No; Recordkeeping 490-68h: No; Training 490-69a: Yes; Training 490-70: Yes; Personnel Responsibilities 490-72: Jim Day; Personnel Responsibilities 490-73: Designated Operator; Personnel Responsibilities 490-74: Rajinder Singh; Personnel Responsibilities 490-75: Secretary; UST Monitoring Plan Certification / Applicant Information 490-76: Authorized Representative of Owner; UST Monitoring Plan Certification / Applicant Information 490-78: Jim Day; UST Monitoring Plan Certification / Applicant Information 490-79: Consultant | 2020-05-26 16:08 | 2021-02-27 17:55 | Sara Chandler | Lassen County Environmental Health | CUPA
10125478 | 18-000-159 | Lassen Community College | 90080884 | Lassen Community College | 478-200 HWY 139 | Susanville | 96130 | Renewal Permit | Trades | 10125478-003 | Trusco | A Stand-alone Tank | 10000 | 1990-01-01 |  |  | 1 |  | Other Generator Fuel |  | Diesel |  |  | Double Wall | Fiberglass |  | Fiberglass |  | Yes | No | Yes | No | Double-walled | Conventional Suction | Fiberglass |  | Fiberglass |  | Single-walled | Steel |  | None |  | Single-walled | Steel |  | None |  | Steel |  | None |  | Fill Components Installed 451-a: Yes; Fill Components Installed 451-b: No; Fill Components Installed 451-c: No; Under Dispenser Containment (UDC) 469a: Single-walled; Under Dispenser Containment (UDC) 469b: Fiberglass; Corrosion Prevention 448a: No; Corrosion Prevention 448b: No; Corrosion Prevention 448c: No; UST Tank Certification / Applicant Information 471: Eric Rulofson; UST Tank Certification / Applicant Information 472: Director of Facilities; Equipment Testing and Preventive Maintenance 490-3a: Annually; Site Plot Plan Submitted 490-4: Site Plan Previously Submitted; Continuous Electronic Tank Monitoring 490-5: Yes; Continuous Electronic Tank Monitoring 490-6: Dry; Continuous Electronic Tank Monitoring 490-7: EBW; Continuous Electronic Tank Monitoring 490-8: Auto Stick 950; Continuous Electronic Tank Monitoring 490-9: No tag; Continuous Electronic Tank Monitoring 490-10: No tag; Automatic Tank Gauging 490-11: No; Monthly Statistical Inventory Reconciliation 490-20: No; Weekly Manual Tank Gauge 490-21: No; Tank Integrity Testing 490-23: No; Other Tank Monitoring 490-26: No; Continuous Monitoring of Piping Secondary Containment 490-28: Yes; Continuous Monitoring of Piping Secondary Containment 490-29: Dry; Continuous Monitoring of Piping Secondary Containment 490-30: EBW; Continuous Monitoring of Piping Secondary Containment 490-31: Auto Stick 950; Continuous Monitoring of Piping Secondary Containment 490-32: No Tag; Continuous Monitoring of Piping Secondary Containment 490-33: No Tag; Continuous Monitoring of Piping Secondary Containment 490-34: Yes; Continuous Monitoring of Piping Secondary Containment 490-35: Yes; Mechanical Line Leak Detector Performs 3 GPH Leak Test 490-36: No; Electronic Line Leak Detector Performs 3 GPH Leak Test 490-39: No; Pipeline Integrity Testing 490-45: No; Visual Pipeline Monitoring 490-48: No; Suction Piping Meets Exemption Criteria 490-50: Yes; No Regulated Piping Per Health and Safety Code, Division 20, Chapter 6.7 Is Connected To The Tank System 490-51: No; Other Pipeline Monitoring 490-52: No; Under Dispenser Containment (UDC) Monitoring 490-54a: Other; Periodic System Testing 490-65: No; Periodic System Testing 490-66: Yes; Periodic System Testing 490-67: Yes; Recordkeeping 490-68a: Yes; Recordkeeping 490-68b: No; Recordkeeping 490-68c: No; Recordkeeping 490-68d: No; Recordkeeping 490-68e: No; Recordkeeping 490-68f: No; Recordkeeping 490-68g: No; Recordkeeping 490-68h: Yes; Training 490-69a: Yes; Training 490-70: Yes; Personnel Responsibilities 490-72: Patrick Clancy; Personnel Responsibilities 490-73: Maintenance Specialist; UST Monitoring Plan Certification / Applicant Information 490-76: Authorized Representative of Owner; UST Monitoring Plan Certification / Applicant Information 490-78: Patrick Clancy; UST Monitoring Plan Certification / Applicant Information 490-79: Maintenance Specialist | 2019-03-18 11:16 | 2019-03-20 16:36 | Sara Chandler | Lassen County Environmental Health | CUPA
10125478 | 18-000-159 | Lassen Community College | 90080884 | Lassen Community College | 478-200 HWY 139 | Susanville | 96130 | Renewal Permit | Maintenance Unleaded | 10125478-001 | Trusco | A Stand-alone Tank | 2000 | 1990-01-01 |  |  | 1 |  | Motor Vehicle Fueling |  | Regular Unleaded |  |  | Double Wall | Fiberglass |  | Fiberglass |  | Yes | No | Yes | No | Double-walled | Conventional Suction | Fiberglass |  | Fiberglass |  | Single-walled | Steel |  | None |  | Single-walled | Steel |  | None |  | Steel |  | Steel |  | Yes | No | No | Single-walled | Fiberglass |  | No | No | No |  | Greg Collins | Director of Facilities | Annually |  | Site Plan Previously Submitted | Yes | Dry | Veeder Root | TLS 350 | Gilbarco | VR0794390-420 | No | [8 empty] | No | No |  | No |  |  | No |  | Yes | Dry | Veeder Root | TLS 350 | Gilbarco Mag I | VR079380-208 | Yes | Yes | No |  |  | No | [5 empty] | No |  |  | No |  | Yes | No | No |  | Continuous |  | Veeder Root | TLS 350 | Gilbarco | VR0794380-208 | Yes | Yes | Yes | Yes | Single-walled |  |  | No | Yes | Yes | Yes | No | No | No | No | No | No | Yes | Yes | [8 empty] | Yes |  | Patrick Clancy | Maintenance Specialist IV Multi Trade | Nick Cardona | Maintenance Specialist IV Multi Trade | Authorized Representative of Owner |  | Patrick Clancy | Maintenance Specialist | 2019-03-18 11:16 | 2019-03-20 16:36 | Sara Chandler | Lassen County Environmental Health | CUPA
10125478 | 18-000-159 | Lassen Community College | 90080884 | Lassen Community College | 478-200 HWY 139 | Susanville | 96130 | Renewal Permit | Maintenance | 10125478-006 | Trusco | A Stand-alone Tank | 2000 | 1990-01-01 |  |  | 1 |  | Motor Vehicle Fueling |  | Regular Unleaded |  |  | Double Wall | Fiberglass |  | Fiberglass |  | Yes | No | Yes | No | Double-walled | Conventional Suction | Fiberglass |  | Fiberglass |  | Single-walled | Steel |  | None |  | Single-walled | Steel |  | None |  | Steel |  | Steel |  | Yes | No | No | Single-walled | Fiberglass |  |  |  |  | 2010-06-10 | Eric Rulofson | Director of Facilities | Annually |  | Site Plan Previously Submitted | Yes | Dry | Veeder Root | TLS 350 | Veeder Root | 0794390-420 | Yes | Veeder Root | TLS 350 | Veeder Root | 847390-103 | Continuous |  |  |  | No | No |  | No |  |  | No |  | Yes | Dry | Veeder Root | TLS-350 | Veeder Root | 0794380-208 | No | No | No |  |  | No | [5 empty] | Yes | Every 3 Years |  | Yes |  | No | No | No |  | Continuous |  |  |  | Veeder Root | 0794380-208 | Yes | No | No | No | Single-walled |  |  | No | Yes | Yes | Yes | No | No | No | No | No | No | Yes | Yes | [8 empty] | Yes |  | Eric Rulofson | Director of Facilities | Patrick Clancy | Maintenance Tech 4 | Authorized Representative of Owner | 2010-06-10 | Eric Rulofson | Director of Facilities | 2010-12-21 16:17 | 2011-01-10 09:55 | Mike Smith | Lassen County Environmental Health | CUPA
10125478 | 18-000-159 | Lassen Community College | 90080884 | Lassen Community College | 478-200 HWY 139 | Susanville | 96130 | Confirmed/Updated Information | Maintenance Diesel | 10125478-002 | Trusco | A Stand-alone Tank | 2000 | 1990-01-01 |  |  | 1 |  | Motor Vehicle Fueling |  | Diesel |  |  | Double Wall | Fiberglass |  | Fiberglass |  | Yes | No | Yes | No | Double-walled | Conventional Suction | Fiberglass |  | Fiberglass |  | Single-walled | Steel |  | None |  | Single-walled | Steel |  | None |  | Steel |  | None |  | Yes | No | No | Single-walled | Fiberglass |  | No | No | No |  | Eric Rulofson | Director of Facilities | Annually |  | Site Plan Previously Submitted | Yes | Dry | Veeder Root | TLS 350 | Gilbarco Mag I | VR0794390-420 | No | [8 empty] | No | No |  | No |  |  | No |  | Yes | Dry | Veeder Root | TLS 350 | Gilbarco | VR0794380-208 | Yes | Yes | No |  |  | No | [5 empty] | No |  |  | No |  | Yes | No | No |  | Continuous |  | Veeder Root | TLS 350 | Gilbarco | VR0794380-208 | Yes | Yes | Yes | Yes | Single-walled |  |  | No | Yes | Yes | Yes | No | No | No | No | No | No | Yes | Yes | [8 empty] | Yes |  | Patrick Clancy | Maintenance Specialist |  |  | Authorized Representative of Owner |  | Patrick Clancy | Maintenance Specialist | 2019-03-18 11:16 | 2019-03-20 16:36 | Sara Chandler | Lassen County Environmental Health | CUPA
10125478 | 18-000-159 | Lassen Community College | 90080884 | Lassen Community College | 478-200 HWY 139 | Susanville | 96130 | Confirmed/Updated Information | Boiler | 10125478-004 | Trusco | A Stand-alone Tank | 20000 | 1990-01-01 |  |  | 1 |  | Other Generator Fuel |  | Diesel |  |  | Double Wall | Fiberglass |  | Fiberglass |  | Yes | No | Yes | No | Double-walled | 23 CCR §2636(a)(3) Suction | Fiberglass |  | Fiberglass |  | Single-walled | Steel |  | None |  | Single-walled | Steel |  | None |  | Steel |  | None |  | Fill Components Installed 451-a: Yes; Fill Components Installed 451-b: No; Fill Components Installed 451-c: No; Under Dispenser Containment (UDC) 469a: Single-walled; Under Dispenser Containment (UDC) 469b: Fiberglass; Corrosion Prevention 448a: No; Corrosion Prevention 448b: No; Corrosion Prevention 448c: No; UST Tank Certification / Applicant Information 471: Eric Rulofson; UST Tank Certification / Applicant Information 472: Director of Facilities; Equipment Testing and Preventive Maintenance 490-3a: Annually; Site Plot Plan Submitted 490-4: Site Plan Previously Submitted; Continuous Electronic Tank Monitoring 490-5: Yes; Continuous Electronic Tank Monitoring 490-6: Dry; Continuous Electronic Tank Monitoring 490-7: EBW; Continuous Electronic Tank Monitoring 490-8: Auto Stick 950; Continuous Electronic Tank Monitoring 490-9: No tag; Continuous Electronic Tank Monitoring 490-10: No tag; Automatic Tank Gauging 490-11: No; Monthly Statistical Inventory Reconciliation 490-20: No; Weekly Manual Tank Gauge 490-21: No; Tank Integrity Testing 490-23: No; Other Tank Monitoring 490-26: No; Continuous Monitoring of Piping Secondary Containment 490-28: Yes; Continuous Monitoring of Piping Secondary Containment 490-29: Dry; Continuous Monitoring of Piping Secondary Containment 490-30: EBW; Continuous Monitoring of Piping Secondary Containment 490-31: Auto Stick 950; Continuous Monitoring of Piping Secondary Containment 490-32: No Tag; Continuous Monitoring of Piping Secondary Containment 490-33: No Tag; Continuous Monitoring of Piping Secondary Containment 490-34: Yes; Continuous Monitoring of Piping Secondary Containment 490-35: Yes; Mechanical Line Leak Detector Performs 3 GPH Leak Test 490-36: No; Electronic Line Leak Detector Performs 3 GPH Leak Test 490-39: No; Pipeline Integrity Testing 490-45: No; Visual Pipeline Monitoring 490-48: No; Suction Piping Meets Exemption Criteria 490-50: Yes; No Regulated Piping Per Health and Safety Code, Division 20, Chapter 6.7 Is Connected To The Tank System 490-51: No; Other Pipeline Monitoring 490-52: No; Under Dispenser Containment (UDC) Monitoring 490-54a: Other; Periodic System Testing 490-65: No; Periodic System Testing 490-66: Yes; Periodic System Testing 490-67: Yes; Recordkeeping 490-68a: Yes; Recordkeeping 490-68b: No; Recordkeeping 490-68c: No; Recordkeeping 490-68d: No; Recordkeeping 490-68e: No; Recordkeeping 490-68f: No; Recordkeeping 490-68g: No; Recordkeeping 490-68h: Yes; Training 490-69a: Yes; Training 490-70: Yes; Personnel Responsibilities 490-72: Patrick Clancy; Personnel Responsibilities 490-73: Maintenance Specialist; UST Monitoring Plan Certification / Applicant Information 490-76: Authorized Representative of Owner; UST Monitoring Plan Certification / Applicant Information 490-78: Patrick Clancy; UST Monitoring Plan Certification / Applicant Information 490-79: Maintenance Specialist | 2019-03-18 11:16 | 2019-03-20 16:36 | Sara Chandler | Lassen County Environmental Health | CUPA
10125574 | 18-000-152 | lassen gas llc | 90827800 | susanville food mart | 2425 Main St | Susanville | 96130 | Confirmed/Updated Information | 3 | 10125574-003 | Joor | One in a Compartmented Unit | 8000 | 1997-01-01 |  |  | 2 |  | Motor Vehicle Fueling |  | Premium Unleaded |  |  | Double Wall | Steel |  | Fiberglass |  | Yes | No | No | No | Double-walled | Pressure | Fiberglass |  | Fiberglass |  | Single-walled | Fiberglass |  | None |  | None | Fiberglass |  | None |  | Steel |  | None |  | Yes | Yes | No | Single-walled | Steel |  | No | No | Yes |  | Francis Law | Owner | Annually |  | New Plan Submitted | Yes | Dry | Veeder Root | TLS-350 | Veeder Root | 794390-208 | Yes | Veeder Root | TLS-350 | Veeder Root | TLS-350 Mag 1 | Monthly |  | 0.1 GPH |  | No | No |  | No |  |  | No |  | Yes | Dry | Veeder Root | TLS | Veeder Root | 794390-208 | Yes | Yes | Yes | RJ | FXIV | No | [5 empty] | No |  |  | No |  | No | No | No |  | Continuous |  | Veeder Root | TLS-350 | Veeder Root | 794390-208 | Yes | Yes | Yes | Yes | Single-walled |  |  | No | Yes | Yes | Yes | Yes | No | No | No | Yes | No | Yes | Yes | [8 empty] | Yes |  | Francis Law | Owner |  |  | Tank Owner/Operator |  | Francis Law | Owner | 2017-07-31 13:13 | 2017-08-31 10:58 | Sara Chandler | Lassen County Environmental Health | CUPA
10125574 | 18-000-152 | lassen gas llc | 90827800 | susanville food mart | 2425 Main St | Susanville | 96130 | Confirmed/Updated Information | 1 | 10125574-001 | Joor | A Stand-alone Tank | 12000 | 1997-01-01 |  |  | 1 |  | Motor Vehicle Fueling |  | Regular Unleaded |  |  | Double Wall | Steel |  | Fiberglass |  | Yes | No | Yes | No | Double-walled | Pressure | Fiberglass |  | Fiberglass |  | Single-walled | Fiberglass |  | None |  | None | Fiberglass |  | None |  | Steel |  | None |  | Yes | Yes | No | Single-walled | Steel |  | No | No | Yes |  | Francis Law | Owner | Annually |  | New Plan Submitted | Yes | Dry | Veeder Root | TLS-350 | Veeder Root | 794390-208 | Yes | Veeder Root | TLS-350 | Veeder Root | TLS-350 Mag 1 | Monthly |  | 0.1 GPH |  | No | No |  | No |  |  | No |  | Yes | Dry | Veeder Root | TLS | Veeder Root | 794390-208 | Yes | Yes | Yes | VMI | 99LD2000 | No | [5 empty] | No |  |  | No |  | No | No | No |  | Continuous |  | Veeder Root | TLS-350 | Veeder Root | 794390-208 | Yes | Yes | Yes | Yes | Single-walled |  |  | No | Yes | Yes | Yes | Yes | No | No | No | Yes | No | Yes | Yes | [8 empty] | Yes |  | Francis Law | Owner |  |  | Tank Owner/Operator |  | Francis Law | Owner | 2017-07-31 13:13 | 2017-08-31 10:58 | Sara Chandler | Lassen County Environmental Health | CUPA
10125574 | 18-000-152 | lassen gas llc | 90827800 | susanville food mart | 2425 Main St | Susanville | 96130 | Confirmed/Updated Information | 2 | 10125574-002 | Joor | One in a Compartmented Unit | 4000 | 1997-01-01 |  |  | 2 |  | Motor Vehicle Fueling |  | Diesel |  |  | Double Wall | Steel |  | Fiberglass |  | Yes | No | Yes | No | Double-walled | Pressure | Fiberglass |  | Fiberglass |  | Single-walled | Fiberglass |  | None |  | None | Fiberglass |  | None |  | Steel |  | None |  | Yes | Yes | No | Single-walled | Steel |  | No | No | Yes |  | Francis Law | Owner | Annually |  | New Plan Submitted | Yes | Dry | Veeder Root | TLS-350 | Veeder Root | 794390-208 | Yes | Veeder Root | TLS-350 | Veeder Root | TLS-350 Mag 1 | Monthly |  | 0.1 GPH |  | No | No |  | No |  |  | No |  | Yes | Dry | Veeder Root | TLS | Veeder Root | 794390-208 | Yes | Yes | Yes | RJ | FXIV | No | [5 empty] | No |  |  | No |  | No | No | No |  | Continuous |  | Veeder Root | TLS-350 | Veeder Root | 794390-208 | Yes | Yes | Yes | Yes | Single-walled |  |  | No | Yes | Yes | Yes | Yes | No | No | No | Yes | No | Yes | Yes | [8 empty] | Yes |  | Francis Law | Owner |  |  | Tank Owner/Operator |  | Francis Law | Owner | 2017-07-31 13:13 | 2017-08-31 10:58 | Sara Chandler | Lassen County Environmental Health | CUPA
10125589 | 18-000-140 | Susanville Chevron | 90719095 | Susanville Chevron | 1530 Main Street | Susanville | 96130 | Confirmed/Updated Information | Tank 3 DSL | 10125589-003 | Trussco | A Stand-alone Tank | 6000 | 1995-12-01 |  |  | 2 |  | Motor Vehicle Fueling |  | Diesel |  |  | Double Wall | Steel |  | Fiberglass |  | No | No | Yes | No | Double-walled | Pressure | Fiberglass |  | Fiberglass |  | Single-walled | Fiberglass |  | None |  | Single-walled | Fiberglass |  | None |  | Steel |  |  |  | Yes | Yes | Yes | Single-walled | Rigid Plastic |  | No | No | Yes |  |  |  | Annually |  | Site Plan Previously Submitted | Yes | Dry | Veeder Root | TLS 350 | Veeder Root | VR 420 | Yes | veeder Root | TLS 50 | veeder root | Mag Probs | Continuous |  | 0.2 GPH |  | Yes | No |  | No |  |  | No |  | Yes | Dry | Veeder Root | TLS 350 | Veeder Root | VR 208 | Yes | Yes | Yes | VMI LD 2000/Veeder Root | LD 2000/FXVI | No | [5 empty] | Yes | Every 3 Years |  | Yes |  | No | No | No |  | Electronic Stand-alone |  |  |  | veeder root | vr663 |  |  |  | Yes | Single-walled |  |  | No | Yes | Yes | Yes | No | No | Yes | No | Yes | No | Yes | Yes | [8 empty] | Yes |  | Ramesh Turen | President | Katie Newton | D.O. |  |  |  |  | 2021-10-01 10:05 | 2022-03-24 17:16 | Sara Chandler | Lassen County Environmental Health | CUPA
10125589 | 18-000-140 | Susanville Chevron | 90719095 | Susanville Chevron | 1530 Main Street | Susanville | 96130 | Confirmed/Updated Information | Tank2 Supereme | 10125589-002 | Trussco | A Stand-alone Tank | 6000 | 1995-12-01 |  |  | 2 |  | Motor Vehicle Fueling |  | Premium Unleaded |  |  | Double Wall | Steel |  | Fiberglass |  | No | No | Yes | No | Double-walled | Pressure | Fiberglass |  | Fiberglass |  | Single-walled | Fiberglass |  | None |  | Single-walled | Fiberglass |  | None |  | Steel |  |  |  | Yes | Yes | Yes | Single-walled | Rigid Plastic |  | No | No | Yes |  |  |  | Annually |  | Site Plan Previously Submitted | Yes | Dry | Veeder Root | TLS 350 | Veeder Root | VR 420 | Yes | veeder Root | TLS 50 | veeder root | Mag Probs | Continuous |  | 0.2 GPH |  | Yes | No |  | No |  |  | No |  | Yes | Dry | Veeder Root | TLS 350 | Veeder Root | VR 208 | Yes | Yes | Yes | VMI LD 2000/Veeder Root | LD 2000/FXVI | No | [5 empty] | Yes | Every 3 Years |  | Yes |  | No | No | No |  | Electronic Stand-alone |  |  |  | veeder root | vr663 |  |  |  | Yes | Single-walled |  |  | No | Yes | Yes | Yes | No | No | Yes | No | Yes | No | Yes | Yes | [8 empty] | Yes |  | Ramesh Turen | President | Katie Newton | D.O. |  |  |  |  | 2021-10-01 10:05 | 2022-03-24 17:16 | Sara Chandler | Lassen County Environmental Health | CUPA
10125589 | 18-000-140 | Susanville Chevron | 90719095 | Susanville Chevron | 1530 Main Street | Susanville | 96130 | Confirmed/Updated Information | Tank1 UNLEADED | 10125589-001 | Trussco | A Stand-alone Tank | 12000 | 1995-12-01 |  |  | 1 |  | Motor Vehicle Fueling |  | Regular Unleaded |  |  | Double Wall | Steel |  | Fiberglass |  | No | No | Yes | No | Double-walled | Pressure | Rigid Plastic |  | Fiberglass |  | Single-walled | Fiberglass |  | None |  | Single-walled | Fiberglass |  | None |  | Steel |  |  |  | Yes | Yes | Yes | Single-walled | Rigid Plastic |  | No | No | Yes |  |  |  | Annually |  | Site Plan Previously Submitted | Yes | Dry | Veeder Root | TLS 350 | Veeder Root | VR 420 | Yes | veeder Root | TLS 50 | veeder root | Mag Probs | Continuous |  | 0.2 GPH |  | Yes | No |  | No |  |  | No |  | Yes | Dry | Veeder Root | TLS 350 | Veeder Root | VR 208 | Yes | Yes | Yes | VMI LD 2000/Veeder Root | LD 2000/FXVI | No | [5 empty] | Yes | Every 3 Years |  | Yes |  | No | No | No |  | Electronic Stand-alone |  |  |  | veeder root | vr663 |  |  |  | Yes | Single-walled |  |  | No | Yes | Yes | Yes | No | No | Yes | No | Yes | No | Yes | Yes | [8 empty] | Yes |  | Ramesh Turen | President | Katie Newton | D.O. |  |  |  |  | 2021-10-01 10:05 | 2022-03-24 17:16 | Sara Chandler | Lassen County Environmental Health | CUPA
10126222 | 18-000-123 | Department of California Highway Patrol | 90372109 | CA Highway Patrol Susanville | 472-400 Diamond Crest Road | Susanville | 96130 | Renewal Permit | 1 | 10126222-001 | Trusco | A Stand-alone Tank | 12000 | 1988-06-15 |  |  | 1 |  | Motor Vehicle Fueling |  | Regular Unleaded |  |  | Double Wall | Fiberglass |  | Fiberglass |  | Yes | No | No | No | Double-walled | Pressure | Fiberglass |  | Fiberglass |  | Single-walled | Fiberglass |  | Fiberglass |  | Single-walled | Fiberglass |  | Fiberglass |  | Fiberglass |  | Fiberglass |  | Yes | Yes | No | Single-walled | Rigid Plastic |  | No | No | Yes |  | Beth DePaola | ABMA | Annually |  | New Plan Submitted | Yes | Dry | Veeder Root | TLS 350 | Veeder Root | 794390-420 | Yes | Veeder Root | TLS 350 | Veeder Root | 846390-107 | Continuous |  | 0.2 GPH |  | No | No |  | Yes | Annually |  | No |  | Yes | Dry | Veeder Root | TLS 350 | Veeder Root | 794380-208 | Yes | Yes | Yes | VMI | 99LD2000 | No | [5 empty] | Yes | Every 3 Years |  | Yes |  | No | No | No |  | Continuous |  |  |  | Veeder Root | 794380-208 | Yes | Yes | Yes | Yes | Single-walled |  |  | No | Yes | Yes | Yes | Yes | Yes | No | No | No | No | No | No | [8 empty] | Yes |  | Robin Wright | Auto Technician |  |  | Authorized Representative of Owner |  | Beth DePaola | ABMA | 2023-02-27 16:23 | 2023-09-15 14:46 | Sara Chandler | Lassen County Environmental Health | CUPA
10126474 | 18-000-001 | Banner Lassen Medical Center | 90084643 | Banner Lassen Medical Center | 1800 Spring Ridge Drive | Susanville | 96130 | Renewal Permit | Serial # N435081 | 10126474-001 | Elvtron | A Stand-alone Tank | 10000 | 2003-01-01 |  |  | 2 |  | Emergency Generator Fuel |  | Diesel |  |  | Double Wall | Fiberglass |  | Fiberglass |  | No | No | Yes | No | Double-walled | 23 CCR §2636(a)(3) Suction | Fiberglass |  | Fiberglass |  | Double-walled | None |  | None |  |  | None |  | None |  | None |  | None |  | Fill Components Installed 451-a: Yes; Fill Components Installed 451-b: No; Fill Components Installed 451-c: Yes; Under Dispenser Containment (UDC) 469a: No Dispensers; Corrosion Prevention 448a: No; Corrosion Prevention 448b: No; Corrosion Prevention 448c: No; UST Tank Certification / Applicant Information 471: Matt DeFabrizio; UST Tank Certification / Applicant Information 472: Plant Operations Manager; Equipment Testing and Preventive Maintenance 490-3a: Annually; Site Plot Plan Submitted 490-4: Site Plan Previously Submitted; Continuous Electronic Tank Monitoring 490-5: Yes; Continuous Electronic Tank Monitoring 490-6: Dry; Continuous Electronic Tank Monitoring 490-7: Pneumercator; Continuous Electronic Tank Monitoring 490-8: TMS 2000; Continuous Electronic Tank Monitoring 490-9: Pneumercator; Continuous Electronic Tank Monitoring 490-10: LS600; Automatic Tank Gauging 490-11: No; Monthly Statistical Inventory Reconciliation 490-20: No; Weekly Manual Tank Gauge 490-21: No; Tank Integrity Testing 490-23: No; Other Tank Monitoring 490-26: No; Continuous Monitoring of Piping Secondary Containment 490-28: Yes; Continuous Monitoring of Piping Secondary Containment 490-29: Dry; Continuous Monitoring of Piping Secondary Containment 490-30: Pneumercator; Continuous Monitoring of Piping Secondary Containment 490-31: TMS 2000; Continuous Monitoring of Piping Secondary Containment 490-32: Pneumercator; Continuous Monitoring of Piping Secondary Containment 490-33: LS600; Continuous Monitoring of Piping Secondary Containment 490-34: Yes; Continuous Monitoring of Piping Secondary Containment 490-35: Yes; Mechanical Line Leak Detector Performs 3 GPH Leak Test 490-36: No; Electronic Line Leak Detector Performs 3 GPH Leak Test 490-39: No; Pipeline Integrity Testing 490-45: No; Visual Pipeline Monitoring 490-48: No; Suction Piping Meets Exemption Criteria 490-50: No; No Regulated Piping Per Health and Safety Code, Division 20, Chapter 6.7 Is Connected To The Tank System 490-51: No; Other Pipeline Monitoring 490-52: No; Under Dispenser Containment (UDC) Monitoring 490-54a: No Dispensers; Periodic System Testing 490-65: No; Periodic System Testing 490-66: Yes; Periodic System Testing 490-67: Yes; Recordkeeping 490-68a: Yes; Recordkeeping 490-68b: Yes; Recordkeeping 490-68c: Yes; Recordkeeping 490-68d: No; Recordkeeping 490-68e: No; Recordkeeping 490-68f: Yes; Recordkeeping 490-68g: No; Recordkeeping 490-68h: Yes; Training 490-69a: Yes; Training 490-70: Yes; Personnel Responsibilities 490-72: Matt DeFabrizio; Personnel Responsibilities 490-73: Plant Operations Manager; Personnel Responsibilities 490-74: Cody Gillespie; Personnel Responsibilities 490-75: Maintenance Mechanic; UST Monitoring Plan Certification / Applicant Information 490-76: Facility Owner/Operator; UST Monitoring Plan Certification / Applicant Information 490-78: Matt DeFabrizio; UST Monitoring Plan Certification / Applicant Information 490-79: Plant Operations Manager | 2022-03-04 09:28 | 2022-04-13 14:50 | Sara Chandler | Lassen County Environmental Health | CUPA
10126474 | 18-000-001 | Banner Lassen Medical Center | 90084643 | Banner Lassen Medical Center | 1800 Spring Ridge Drive | Susanville | 96130 | New Permit | serial # | 10126474-002 | Containment solutions | A Stand-alone Tank | 15000 | 2021-07-01 |  |  | 1 |  | Emergency Generator Fuel |  | Diesel |  |  | Double Wall | Fiberglass |  | Fiberglass |  | No | No | Yes | No | Double-walled | Conventional Suction | Steel |  | Fiberglass |  | Double-walled | Steel |  | Fiberglass | [10 empty] | Fill Components Installed 451-a: Yes; Fill Components Installed 451-b: Yes; Fill Components Installed 451-c: Yes; Under Dispenser Containment (UDC) 469a: No Dispensers; Corrosion Prevention 448a: No; Corrosion Prevention 448b: No; Corrosion Prevention 448c: Yes; Equipment Testing and Preventive Maintenance 490-3a: Annually; Site Plot Plan Submitted 490-4: Site Plan Previously Submitted; Continuous Electronic Tank Monitoring 490-5: Yes; Continuous Electronic Tank Monitoring 490-6: Liquid-Filled; Continuous Electronic Tank Monitoring 490-7: Franklin Fuel; Continuous Electronic Tank Monitoring 490-8: EVO 550; Continuous Electronic Tank Monitoring 490-9: Franklin Fuel; Continuous Electronic Tank Monitoring 490-10: EVO 550; Automatic Tank Gauging 490-11: Yes; Monthly Statistical Inventory Reconciliation 490-20: No; Weekly Manual Tank Gauge 490-21: No; Tank Integrity Testing 490-23: No; Other Tank Monitoring 490-26: No; Continuous Monitoring of Piping Secondary Containment 490-28: Yes; Continuous Monitoring of Piping Secondary Containment 490-29: Liquid; Continuous Monitoring of Piping Secondary Containment 490-30: Franklin Fuel; Continuous Monitoring of Piping Secondary Containment 490-31: EVO 550; Continuous Monitoring of Piping Secondary Containment 490-32: Franklin Fuel; Continuous Monitoring of Piping Secondary Containment 490-33: EVO 550; Continuous Monitoring of Piping Secondary Containment 490-34: Yes; Continuous Monitoring of Piping Secondary Containment 490-35: Yes; Mechanical Line Leak Detector Performs 3 GPH Leak Test 490-36: No; Electronic Line Leak Detector Performs 3 GPH Leak Test 490-39: No; Pipeline Integrity Testing 490-45: No; Visual Pipeline Monitoring 490-48: No; Suction Piping Meets Exemption Criteria 490-50: No; No Regulated Piping Per Health and Safety Code, Division 20, Chapter 6.7 Is Connected To The Tank System 490-51: No; Other Pipeline Monitoring 490-52: No; Under Dispenser Containment (UDC) Monitoring 490-54a: No Dispensers; Periodic System Testing 490-65: No; Periodic System Testing 490-66: Yes; Periodic System Testing 490-67: Yes; Recordkeeping 490-68a: Yes; Recordkeeping 490-68b: Yes; Recordkeeping 490-68c: Yes; Recordkeeping 490-68d: No; Recordkeeping 490-68e: No; Recordkeeping 490-68f: Yes; Recordkeeping 490-68g: No; Recordkeeping 490-68h: Yes; Training 490-69a: Yes; Training 490-70: Yes; Personnel Responsibilities 490-72: Matthew Defabrizio; Personnel Responsibilities 490-73: Plant Operations Manager; Personnel Responsibilities 490-74: Richard Chanley; Personnel Responsibilities 490-75: Maintenance Mechanic; UST Monitoring Plan Certification / Applicant Information 490-76: Facility Owner/Operator; UST Monitoring Plan Certification / Applicant Information 490-78: Matt DeFabrizio; UST Monitoring Plan Certification / Applicant Information 490-79: Plant Operations Manager | 2022-03-04 09:28 | 2022-04-13 14:50 | Sara Chandler | Lassen County Environmental Health | CUPA
10126558 | 18-000-078 | Harbert Oil Company, Inc. | 90000100 | Red Barn | Hwy 299 east | Bieber | 96009 | Renewal Permit | 2 | 10126558-003 | Trusco | One in a Compartmented Unit | 12000 | 2000-05-01 |  |  | 2 |  | Motor Vehicle Fueling |  | Diesel |  |  | Double Wall | Steel |  | Other |  | No | No | Yes | No | Double-walled | Pressure | Flexible |  | Flexible |  | Single-walled | Rigid Plastic |  | Fiberglass |  | Double-walled | Rigid Plastic |  | Fiberglass |  | Rigid Plastic |  | Fiberglass |  | Yes | Yes | No | Single-walled | Rigid Plastic |  | No | No | No |  | Robin D. Harbert | Owner | Annually |  | Site Plan Previously Submitted | Yes | Dry | Gilbarco | PA02620100020 | Veeder Root | 794930-420 | No | [8 empty] | No | No |  | No |  |  | No |  | Yes | Dry | Gilbarco | PA02620100020 | Veeder Root | 794930-420 | Yes | Yes | Yes | Red Jacket | FX-1 | No | [5 empty] | No |  |  | No |  | No | No | No |  | Continuous |  | GILBARCO | PA02620100020 | Veeder Root | 794380-208 | Yes | Yes | Yes | Yes | Single-walled |  |  | No | Yes | Yes | Yes | No | No | No | No | No | No | Yes | Yes | [8 empty] | Yes |  | Wyatt Harbert | UST Operator |  |  | Facility Owner/Operator |  | Robin D. Harbert | Owner | 2018-10-31 14:46 | 2019-03-20 16:17 | Sara Chandler | Lassen County Environmental Health | CUPA
10126558 | 18-000-078 | Harbert Oil Company, Inc. | 90000100 | Red Barn | Hwy 299 east | Bieber | 96009 | Renewal Permit | 2 second compartment | 10126558-004 | Trusco | One in a Compartmented Unit | 12000 | 2000-05-01 |  |  | 2 |  | Motor Vehicle Fueling |  | Diesel |  |  | Double Wall | Steel |  | Other |  | No | No | Yes | No | Double-walled | Pressure | Flexible |  | Flexible |  | Single-walled | Rigid Plastic |  | Fiberglass |  | Double-walled | Rigid Plastic |  | Fiberglass |  | Rigid Plastic |  | Fiberglass |  | No | No | No | Single-walled | Rigid Plastic |  | No | No | No |  | Robin D. Harbert | Owner | Annually |  | Site Plan Previously Submitted | Yes | Dry | Gilbarco | PA02620100020 | Veeder Root | 794930-420 | No | [8 empty] | No | No |  | No |  |  | No |  | Yes | Dry | Gilbarco | PA02620100020 | Veeder Root | 794930-420 | Yes | Yes | Yes | Red Jacket | FX-1 | No | [5 empty] | No |  |  | No |  | No | No | No |  | Continuous |  | GILBARCO | PA02620100020 | Veeder Root | 794380-208 | Yes | Yes | Yes | Yes | Single-walled |  |  | No | Yes | Yes | Yes | No | No | No | No | No | No | Yes | Yes | [8 empty] | Yes |  | Wyatt Harbert | UST Operator |  |  | Facility Owner/Operator |  | Robin D. Harbert | Owner | 2018-10-31 14:46 | 2019-03-20 16:17 | Sara Chandler | Lassen County Environmental Health | CUPA
10126558 | 18-000-078 | Harbert Oil Company, Inc. | 90000100 | Red Barn | Hwy 299 east | Bieber | 96009 | Confirmed/Updated Information | 1 second compartment | 10126558-002 | Trusco | One in a Compartmented Unit | 5000 | 2000-05-01 |  |  | 2 |  | Motor Vehicle Fueling |  | Premium Unleaded |  |  | Double Wall | Steel |  | Other |  | No | No | Yes | No | Double-walled | Pressure | Flexible |  | Flexible |  | Single-walled | Rigid Plastic |  | Fiberglass |  | Double-walled | Rigid Plastic |  | Fiberglass |  | Rigid Plastic |  | Fiberglass |  | Yes | Yes | No | Single-walled | Rigid Plastic |  | No | No | No |  | Robin D. Harbert | Owner | Annually |  | Site Plan Previously Submitted | Yes | Dry | Gilbarco | PA02620100020 | Veeder Root | 794930-420 | No | [8 empty] | No | No |  | No |  |  | No |  | Yes | Dry | Gilbarco | PA02620100020 | Veeder Root | 794930-420 | Yes | Yes | Yes | Red Jacket | FX-1 | No | [5 empty] | No |  |  | No |  | No | No | No |  | Continuous |  | GILBARCO | PA02320100020 | Veeder Root | 794380-208 | Yes | Yes | Yes | Yes | Single-walled |  |  | No | Yes | Yes | Yes | No | No | No | No | No | No | Yes | Yes | [8 empty] | Yes |  | Wyatt Harbert | UST Operator |  |  | Facility Owner/Operator |  | Robin D. Harbert | Owner | 2018-10-31 14:46 | 2019-03-20 16:17 | Sara Chandler | Lassen County Environmental Health | CUPA
10126558 | 18-000-078 | Harbert Oil Company, Inc. | 90000100 | Red Barn | Hwy 299 east | Bieber | 96009 | Renewal Permit | 1 | 10126558-001 | Trusco | One in a Compartmented Unit | 15000 | 2000-05-01 |  |  | 2 |  | Motor Vehicle Fueling |  | Regular Unleaded |  |  | Double Wall | Steel |  | Other |  | No | No | Yes | No | Double-walled | Pressure | Flexible |  | Flexible |  | Single-walled | Rigid Plastic |  | Fiberglass |  | Double-walled | Rigid Plastic |  | Fiberglass |  | Rigid Plastic |  | Fiberglass |  | Yes | Yes | No | Single-walled | Rigid Plastic |  | No | No | No |  | Robin D. Harbert | Owner | Annually |  | Site Plan Previously Submitted | Yes | Dry | Gilbarco | PA02620100020 | Veeder Root | 794930-420 | No | [8 empty] | No | No |  | No |  |  | No |  | Yes | Dry | Gilbarco | PA02620100020 | Veeder Root | 794930-420 | Yes | Yes | Yes | Red Jacket | FX-1 | No | [5 empty] | No |  |  | No |  | No | No | No |  | Continuous |  | GILBARCO | PA02320100020 | Veeder Root | 794380-208 | Yes | Yes | Yes | Yes | Single-walled |  |  | No | Yes | Yes | Yes | No | No | No | No | No | No | Yes | Yes | [8 empty] | Yes |  | Wyatt Harbert | UST Operator |  |  | Facility Owner/Operator |  | Robin D. Harbert | Owner | 2018-10-31 14:46 | 2019-03-20 16:17 | Sara Chandler | Lassen County Environmental Health | CUPA
10126855 | 18-000-096 | Susanville Beacon | 90085168 | Susanville Beacon | 1001 Main Street | Susanville | 96130 | Renewal Permit | 91 | 10126855-002 | Modern | One in a Compartmented Unit | 5000 | 1988-01-01 |  |  | 2 |  | Motor Vehicle Fueling |  | Premium Unleaded |  |  | Double Wall | Steel |  | Fiberglass |  | No | No | Yes | No | Double-walled | Pressure | Steel |  | Fiberglass |  | Single-walled | Steel | [12 empty] | Fill Components Installed 451-a: Yes; Fill Components Installed 451-b: Yes; Fill Components Installed 451-c: No; Under Dispenser Containment (UDC) 469a: Single-walled; Under Dispenser Containment (UDC) 469b: Rigid Plastic; Corrosion Prevention 448a: No; Corrosion Prevention 448b: No; Corrosion Prevention 448c: No; UST Tank Certification / Applicant Information 471: Gurkuldeep Singh Kahlon; UST Tank Certification / Applicant Information 472: Owner; Equipment Testing and Preventive Maintenance 490-3a: Annually; Site Plot Plan Submitted 490-4: Site Plan Previously Submitted; Continuous Electronic Tank Monitoring 490-5: Yes; Continuous Electronic Tank Monitoring 490-6: Dry; Continuous Electronic Tank Monitoring 490-7: veeder root; Continuous Electronic Tank Monitoring 490-8: TLS 350; Continuous Electronic Tank Monitoring 490-9: Veeder Root; Continuous Electronic Tank Monitoring 490-10: TLS 350; Automatic Tank Gauging 490-11: No; Monthly Statistical Inventory Reconciliation 490-20: Yes; Weekly Manual Tank Gauge 490-21: No; Tank Integrity Testing 490-23: No; Other Tank Monitoring 490-26: No; Continuous Monitoring of Piping Secondary Containment 490-28: Yes; Continuous Monitoring of Piping Secondary Containment 490-29: Dry; Continuous Monitoring of Piping Secondary Containment 490-30: veeder root; Continuous Monitoring of Piping Secondary Containment 490-31: TLS 350; Continuous Monitoring of Piping Secondary Containment 490-32: veeder root; Continuous Monitoring of Piping Secondary Containment 490-33: 208; Mechanical Line Leak Detector Performs 3 GPH Leak Test 490-36: Yes; Mechanical Line Leak Detector Performs 3 GPH Leak Test 490-37: vaporless; Mechanical Line Leak Detector Performs 3 GPH Leak Test 490-38: vr fx iv; Electronic Line Leak Detector Performs 3 GPH Leak Test 490-39: No; Pipeline Integrity Testing 490-45: No; Visual Pipeline Monitoring 490-48: No; Suction Piping Meets Exemption Criteria 490-50: No; No Regulated Piping Per Health and Safety Code, Division 20, Chapter 6.7 Is Connected To The Tank System 490-51: No; Other Pipeline Monitoring 490-52: No; Under Dispenser Containment (UDC) Monitoring 490-54a: Float and Chain Assembly; Under Dispenser Containment (UDC) Monitoring 490-59: No; Under Dispenser Containment (UDC) Monitoring 490-60: Yes; Under Dispenser Containment (UDC) Monitoring 490-61: Yes; Under Dispenser Containment (UDC) Monitoring 490-62: Yes; Under Dispenser Containment (UDC) Monitoring 490-63: Single-walled; Under Dispenser Containment (UDC) Monitoring 490-64a: Liquid; Under Dispenser Containment (UDC) Monitoring 490-64b: Yes; Periodic System Testing 490-65: No; Periodic System Testing 490-66: Yes; Periodic System Testing 490-67: Yes; Recordkeeping 490-68a: Yes; Recordkeeping 490-68b: Yes; Recordkeeping 490-68c: Yes; Recordkeeping 490-68d: No; Recordkeeping 490-68e: No; Recordkeeping 490-68f: Yes; Recordkeeping 490-68g: No; Recordkeeping 490-68h: Yes; Training 490-69a: Yes; Training 490-70: Yes; Personnel Responsibilities 490-72: Gurkulseep s kahlon; Personnel Responsibilities 490-73: owner; UST Monitoring Plan Certification / Applicant Information 490-76: Tank Owner/Operator; UST Monitoring Plan Certification / Applicant Information 490-78: gskahlon; UST Monitoring Plan Certification / Applicant Information 490-79: owner | 2019-03-22 10:47 | 2019-04-18 13:46 | Sara Chandler | Lassen County Environmental Health | CUPA
10126855 | 18-000-096 | Susanville Beacon | 90085168 | Susanville Beacon | 1001 Main Street | Susanville | 96130 | Renewal Permit | 87 | 10126855-001 | Modern | A Stand-alone Tank | 10000 | 1988-01-01 |  |  | 1 |  | Motor Vehicle Fueling |  | Regular Unleaded |  |  | Double Wall | Steel |  | Fiberglass |  | Yes | Yes | Yes | No | Double-walled | Pressure | Steel |  | Fiberglass |  | Single-walled | Steel |  |  |  | Single-walled | Fiberglass |  |  |  | Steel |  |  |  | Fill Components Installed 451-a: Yes; Fill Components Installed 451-b: Yes; Fill Components Installed 451-c: No; Under Dispenser Containment (UDC) 469a: Single-walled; Under Dispenser Containment (UDC) 469b: Rigid Plastic; Corrosion Prevention 448a: No; Corrosion Prevention 448b: No; Corrosion Prevention 448c: No; UST Tank Certification / Applicant Information 471: Gurkuldeep Singh Kahlon; UST Tank Certification / Applicant Information 472: Owner; Equipment Testing and Preventive Maintenance 490-3a: Annually; Site Plot Plan Submitted 490-4: Site Plan Previously Submitted; Continuous Electronic Tank Monitoring 490-5: Yes; Continuous Electronic Tank Monitoring 490-6: Dry; Continuous Electronic Tank Monitoring 490-7: veeder root; Continuous Electronic Tank Monitoring 490-8: TLS 350; Continuous Electronic Tank Monitoring 490-9: Veeder Root; Continuous Electronic Tank Monitoring 490-10: TLS 350; Automatic Tank Gauging 490-11: No; Monthly Statistical Inventory Reconciliation 490-20: Yes; Weekly Manual Tank Gauge 490-21: No; Tank Integrity Testing 490-23: No; Other Tank Monitoring 490-26: No; Continuous Monitoring of Piping Secondary Containment 490-28: Yes; Continuous Monitoring of Piping Secondary Containment 490-29: Dry; Continuous Monitoring of Piping Secondary Containment 490-30: veeder root; Continuous Monitoring of Piping Secondary Containment 490-31: TLS 350; Continuous Monitoring of Piping Secondary Containment 490-32: veeder root; Continuous Monitoring of Piping Secondary Containment 490-33: 208; Mechanical Line Leak Detector Performs 3 GPH Leak Test 490-36: Yes; Mechanical Line Leak Detector Performs 3 GPH Leak Test 490-37: vaporless; Mechanical Line Leak Detector Performs 3 GPH Leak Test 490-38: vr fx iv; Electronic Line Leak Detector Performs 3 GPH Leak Test 490-39: No; Pipeline Integrity Testing 490-45: No; Visual Pipeline Monitoring 490-48: No; Suction Piping Meets Exemption Criteria 490-50: No; No Regulated Piping Per Health and Safety Code, Division 20, Chapter 6.7 Is Connected To The Tank System 490-51: No; Other Pipeline Monitoring 490-52: No; Under Dispenser Containment (UDC) Monitoring 490-54a: Float and Chain Assembly; Under Dispenser Containment (UDC) Monitoring 490-59: No; Under Dispenser Containment (UDC) Monitoring 490-60: Yes; Under Dispenser Containment (UDC) Monitoring 490-61: Yes; Under Dispenser Containment (UDC) Monitoring 490-62: Yes; Under Dispenser Containment (UDC) Monitoring 490-63: Single-walled; Under Dispenser Containment (UDC) Monitoring 490-64a: Liquid; Under Dispenser Containment (UDC) Monitoring 490-64b: Yes; Periodic System Testing 490-65: No; Periodic System Testing 490-66: Yes; Periodic System Testing 490-67: Yes; Recordkeeping 490-68a: Yes; Recordkeeping 490-68b: Yes; Recordkeeping 490-68c: Yes; Recordkeeping 490-68d: No; Recordkeeping 490-68e: No; Recordkeeping 490-68f: Yes; Recordkeeping 490-68g: No; Recordkeeping 490-68h: Yes; Training 490-69a: Yes; Training 490-70: Yes; Personnel Responsibilities 490-72: Gurkulseep s kahlon; Personnel Responsibilities 490-73: owner; UST Monitoring Plan Certification / Applicant Information 490-76: Tank Owner/Operator; UST Monitoring Plan Certification / Applicant Information 490-78: gskahlon; UST Monitoring Plan Certification / Applicant Information 490-79: owner/partner | 2019-03-22 10:47 | 2019-04-18 13:46 | Sara Chandler | Lassen County Environmental Health | CUPA
10126855 | 18-000-096 | Susanville Beacon | 90085168 | Susanville Beacon | 1001 Main Street | Susanville | 96130 | Renewal Permit | diesel | 10126855-003 | Modern | One in a Compartmented Unit | 5000 | 1988-01-01 |  |  | 2 |  | Motor Vehicle Fueling |  | Diesel |  |  | Double Wall | Steel |  | Fiberglass |  | No | No | Yes | No | Double-walled | Pressure | Steel |  | Fiberglass |  | Single-walled | Steel | [12 empty] | Fill Components Installed 451-a: Yes; Fill Components Installed 451-b: Yes; Fill Components Installed 451-c: No; Under Dispenser Containment (UDC) 469a: Single-walled; Under Dispenser Containment (UDC) 469b: Rigid Plastic; Corrosion Prevention 448a: No; Corrosion Prevention 448b: No; Corrosion Prevention 448c: No; UST Tank Certification / Applicant Information 471: Gurkuldeep Singh Kahlon; UST Tank Certification / Applicant Information 472: owner/partner; Equipment Testing and Preventive Maintenance 490-3a: Annually; Site Plot Plan Submitted 490-4: Site Plan Previously Submitted; Continuous Electronic Tank Monitoring 490-5: Yes; Continuous Electronic Tank Monitoring 490-6: Dry; Continuous Electronic Tank Monitoring 490-7: veeder root; Continuous Electronic Tank Monitoring 490-8: TLS 350; Continuous Electronic Tank Monitoring 490-9: Veeder Root; Continuous Electronic Tank Monitoring 490-10: TLS 350; Automatic Tank Gauging 490-11: No; Monthly Statistical Inventory Reconciliation 490-20: Yes; Weekly Manual Tank Gauge 490-21: No; Tank Integrity Testing 490-23: No; Other Tank Monitoring 490-26: No; Continuous Monitoring of Piping Secondary Containment 490-28: Yes; Continuous Monitoring of Piping Secondary Containment 490-29: Dry; Continuous Monitoring of Piping Secondary Containment 490-30: veeder root; Continuous Monitoring of Piping Secondary Containment 490-31: TLS 350; Continuous Monitoring of Piping Secondary Containment 490-32: veeder root; Continuous Monitoring of Piping Secondary Containment 490-33: 208; Mechanical Line Leak Detector Performs 3 GPH Leak Test 490-36: Yes; Mechanical Line Leak Detector Performs 3 GPH Leak Test 490-37: vaporless; Mechanical Line Leak Detector Performs 3 GPH Leak Test 490-38: vr fx iv; Electronic Line Leak Detector Performs 3 GPH Leak Test 490-39: No; Pipeline Integrity Testing 490-45: No; Visual Pipeline Monitoring 490-48: No; Suction Piping Meets Exemption Criteria 490-50: No; No Regulated Piping Per Health and Safety Code, Division 20, Chapter 6.7 Is Connected To The Tank System 490-51: No; Other Pipeline Monitoring 490-52: No; Under Dispenser Containment (UDC) Monitoring 490-54a: Float and Chain Assembly; Under Dispenser Containment (UDC) Monitoring 490-59: No; Under Dispenser Containment (UDC) Monitoring 490-60: Yes; Under Dispenser Containment (UDC) Monitoring 490-61: Yes; Under Dispenser Containment (UDC) Monitoring 490-62: Yes; Under Dispenser Containment (UDC) Monitoring 490-63: Single-walled; Under Dispenser Containment (UDC) Monitoring 490-64a: Liquid; Under Dispenser Containment (UDC) Monitoring 490-64b: Yes; Periodic System Testing 490-65: No; Periodic System Testing 490-66: Yes; Periodic System Testing 490-67: Yes; Recordkeeping 490-68a: Yes; Recordkeeping 490-68b: Yes; Recordkeeping 490-68c: Yes; Recordkeeping 490-68d: No; Recordkeeping 490-68e: No; Recordkeeping 490-68f: Yes; Recordkeeping 490-68g: No; Recordkeeping 490-68h: Yes; Training 490-69a: Yes; Training 490-70: Yes; Personnel Responsibilities 490-72: Gurkulseep s kahlon; Personnel Responsibilities 490-73: owner; UST Monitoring Plan Certification / Applicant Information 490-76: Tank Owner/Operator; UST Monitoring Plan Certification / Applicant Information 490-78: gskahlon; UST Monitoring Plan Certification / Applicant Information 490-79: owner | 2019-03-22 10:47 | 2019-04-18 13:46 | Sara Chandler | Lassen County Environmental Health | CUPA
10127938 | 18-000-143 | Hallelujah Junction Market, Inc. | 90089251 | Hallelujah Junction Market, Inc. | 753-775 Highway 70 | Hallelujah Junction | 96105 | Renewal Permit | 2 | 10127938-002 | Trusco | A Stand-alone Tank | 12000 | 1991-01-01 |  |  | 1 |  | Motor Vehicle Fueling |  | Premium Unleaded |  |  | Double Wall | Steel |  | Fiberglass |  | Yes | No | Yes | No | Double-walled | Pressure | Fiberglass |  | Fiberglass |  | Single-walled | Fiberglass |  | Fiberglass |  | Single-walled | Fiberglass |  | Fiberglass |  | Steel |  |  |  | Yes | No | No | Single-walled | Rigid Plastic |  |  |  |  | 2011-02-17 | Ravi Gondal | Owner | Annually |  | Site Plan Previously Submitted | Yes | Dry | Veeder Root | TLS 350 | Veeder Root | VR 420 | Yes | Veeder Root | TLS 350 | Veeder Root | VR MAG PROB1 | Continuous |  |  |  | No | No |  | No |  |  | No |  | Yes | Dry | Veeder Root | TLS 350 | Veeder Root | VR 207 | Yes | Yes | Yes | VMI | LD2000 | No | [5 empty] | No |  |  | No |  | No | No | No |  | Continuous |  |  |  | Budro and EBW | EBW 201 | Yes | Yes | Yes | Yes | Single-walled |  |  | No | Yes | Yes | Yes | No | No | No | No | Yes | No | Yes | Yes | [10 empty] | Jim Day | Representative | Ravi Gondal | Owner | Authorized Representative of Owner | 2011-02-17 | Jim Day | Representative | 2011-02-17 13:27 | 2011-02-17 13:28 | Mike Smith | Plumas County Environmental Health | CUPA
10127938 | 18-000-143 | Hallelujah Junction Market, Inc. | 90089251 | Hallelujah Junction Market, Inc. | 753-775 Highway 70 | Hallelujah Junction | 96105 | Renewal Permit | 3 - 2nd Compartment | 10127938-004 | Trusco | One in a Compartmented Unit | 6000 | 1991-01-01 |  |  | 2 |  | Motor Vehicle Fueling |  | Diesel |  |  | Double Wall | Steel |  | Fiberglass |  | Yes | No | Yes | No | Double-walled | Pressure | Fiberglass |  | Fiberglass |  | Single-walled | Fiberglass |  | Fiberglass |  | Single-walled | Fiberglass |  | Fiberglass |  | Steel |  |  |  | Yes | No | No | Single-walled | Rigid Plastic |  |  |  |  | 2011-02-17 | Ravi Gondal | Owner | Annually |  | Site Plan Previously Submitted | Yes | Dry | Veeder Root | TLS 350 | Veeder Root | VR 420 | Yes | Veeder Root | TLS 350 | Veeder Root | VR MAG PROB1 | Continuous |  |  |  | No | No |  | No |  |  | No |  | Yes | Dry | Veeder Root | TLS 350 | Veeder Root | VR 207 | Yes | Yes | Yes | VMI | LD2000 | No | [5 empty] | No |  |  | No |  | No | No | No |  | Continuous |  |  |  | Budro and EBW | EBW 201 | Yes | Yes | Yes | Yes | Single-walled |  |  | No | Yes | Yes | Yes | No | No | No | No | Yes | No | Yes | Yes | [10 empty] | Jim Day | Representative | Ravi Gondal | Owner | Authorized Representative of Owner | 2011-02-17 | Jim Day | Representative | 2011-02-17 13:27 | 2011-02-17 13:28 | Mike Smith | Plumas County Environmental Health | CUPA
10127938 | 18-000-143 | Hallelujah Junction Market, Inc. | 90089251 | Hallelujah Junction Market, Inc. | 753-775 Highway 70 | Hallelujah Junction | 96105 | Renewal Permit | 3 | 10127938-003 | Trusco | One in a Compartmented Unit | 6000 | 1991-01-01 |  |  | 2 |  | Motor Vehicle Fueling |  | Diesel |  |  | Double Wall | Steel |  | Fiberglass |  | Yes | No | Yes | No | Double-walled | Pressure | Fiberglass |  | Fiberglass |  | Single-walled | Fiberglass |  | Fiberglass |  | Single-walled | Fiberglass |  | Fiberglass |  | Steel |  |  |  | Yes | No | No | Single-walled | Rigid Plastic |  |  |  |  | 2011-02-17 | Ravi Gondal | Owner | Annually |  | Site Plan Previously Submitted | Yes | Dry | Veeder Root | TLS 350 | Veeder Root | VR 420 | Yes | Veeder Root | TLS 350 | Veeder Root | VR MAG PROB1 | Continuous |  |  |  | No | No |  | No |  |  | No |  | Yes | Dry | Veeder Root | TLS 350 | Veeder Root | VR 207 | Yes | Yes | Yes | VMI | LD2000 | No | [5 empty] | No |  |  | No |  | No | No | No |  | Continuous |  |  |  | Budro and EBW | EBW 201 | Yes | Yes | Yes | Yes | Single-walled |  |  | No | Yes | Yes | Yes | No | No | No | No | Yes | No | Yes | Yes | [10 empty] | Jim Day | Representative | Ravi Gondal | Owner | Authorized Representative of Owner | 2011-02-17 | Jim Day | Representative | 2011-02-17 13:27 | 2011-02-17 13:28 | Mike Smith | Plumas County Environmental Health | CUPA
10127938 | 18-000-143 | Hallelujah Junction Market, Inc. | 90089251 | Hallelujah Junction Market, Inc. | 753-775 Highway 70 | Hallelujah Junction | 96105 | Renewal Permit | 1 | 10127938-001 | Trusco | A Stand-alone Tank | 12000 | 1991-01-01 |  |  | 1 |  | Motor Vehicle Fueling |  | Regular Unleaded |  |  | Double Wall | Steel |  | Fiberglass |  | Yes | No | Yes | No | Double-walled | Pressure | Fiberglass |  | Fiberglass |  | Single-walled | Fiberglass |  | Fiberglass |  | Single-walled | Fiberglass |  | Fiberglass |  | Steel |  |  |  | Yes | No | No | Single-walled | Rigid Plastic |  |  |  |  | 2011-02-17 | Ravi Gondal | Owner | Annually |  | Site Plan Previously Submitted | Yes | Dry | Veeder Root | TLS 350 | Veeder Root | VR 420 | Yes | Veeder Root | TLS 350 | Veeder Root | VR MAG PROB1 | Continuous |  |  |  | No | No |  | No |  |  | No |  | Yes | Dry | Veeder Root | TLS 350 | Veeder Root | VR 207 | Yes | Yes | Yes | VMI | LD2000 | No | [5 empty] | No |  |  | No |  | No | No | No |  | Continuous |  |  |  | Budro and EBW | EBW 201 | Yes | Yes | Yes | Yes | Single-walled |  |  | No | Yes | Yes | Yes | No | No | No | No | Yes | No | Yes | Yes | [10 empty] | Jim Day | Representative | Ravi Gondal | Owner | Authorized Representative of Owner | 2011-02-17 | Jim Day | Representative | 2011-02-17 13:27 | 2011-02-17 13:28 | Mike Smith | Plumas County Environmental Health | CUPA
10127941 | 18-000-094 | Wayside Inn | 90089266 | Wayside Inn | 718-710 Highway 395 | Standish | 96128 | Confirmed/Updated Information | 4 | 10127941-005 | Modern Steel | A Stand-alone Tank | 6000 | 1990-01-01 |  |  | 1 |  | Motor Vehicle Fueling |  | Diesel |  |  | Double Wall | Steel |  | Fiberglass |  | Yes | No | Yes | No | Double-walled | Gravity | Fiberglass |  | Fiberglass |  | Single-walled | Fiberglass |  | Fiberglass |  | Single-walled | Fiberglass |  | Fiberglass |  | Steel |  | Fiberglass |  | Fill Components Installed 451-a: Yes; Fill Components Installed 451-b: Yes; Fill Components Installed 451-c: No; Under Dispenser Containment (UDC) 469a: Single-walled; Under Dispenser Containment (UDC) 469b: Rigid Plastic; Corrosion Prevention 448a: No; Corrosion Prevention 448b: No; Corrosion Prevention 448c: Yes; Equipment Testing and Preventive Maintenance 490-3a: Annually; Site Plot Plan Submitted 490-4: Site Plan Previously Submitted; Continuous Electronic Tank Monitoring 490-5: Yes; Continuous Electronic Tank Monitoring 490-6: Dry; Continuous Electronic Tank Monitoring 490-7: veeder root; Continuous Electronic Tank Monitoring 490-8: TLS 350; Continuous Electronic Tank Monitoring 490-9: Veeder Root; Continuous Electronic Tank Monitoring 490-10: Mag Probs; Automatic Tank Gauging 490-11: No; Monthly Statistical Inventory Reconciliation 490-20: No; Weekly Manual Tank Gauge 490-21: No; Tank Integrity Testing 490-23: No; Other Tank Monitoring 490-26: No; Continuous Monitoring of Piping Secondary Containment 490-28: Yes; Continuous Monitoring of Piping Secondary Containment 490-29: Dry; Continuous Monitoring of Piping Secondary Containment 490-30: veeder root; Continuous Monitoring of Piping Secondary Containment 490-31: TLS 350; Continuous Monitoring of Piping Secondary Containment 490-32: veeder root; Continuous Monitoring of Piping Secondary Containment 490-33: 208; Continuous Monitoring of Piping Secondary Containment 490-34: Yes; Continuous Monitoring of Piping Secondary Containment 490-35: Yes; Mechanical Line Leak Detector Performs 3 GPH Leak Test 490-36: Yes; Mechanical Line Leak Detector Performs 3 GPH Leak Test 490-37: VMI/veeder root; Mechanical Line Leak Detector Performs 3 GPH Leak Test 490-38: LD2000/FXVI; Electronic Line Leak Detector Performs 3 GPH Leak Test 490-39: No; Pipeline Integrity Testing 490-45: Yes; Pipeline Integrity Testing 490-46: Every 3 Years; Visual Pipeline Monitoring 490-48: No; Suction Piping Meets Exemption Criteria 490-50: No; No Regulated Piping Per Health and Safety Code, Division 20, Chapter 6.7 Is Connected To The Tank System 490-51: No; Other Pipeline Monitoring 490-52: No; Under Dispenser Containment (UDC) Monitoring 490-54a: Float and Chain Assembly; Under Dispenser Containment (UDC) Monitoring 490-59: No; Under Dispenser Containment (UDC) Monitoring 490-60: No; Under Dispenser Containment (UDC) Monitoring 490-61: No; Under Dispenser Containment (UDC) Monitoring 490-62: Yes; Under Dispenser Containment (UDC) Monitoring 490-63: Single-walled; Periodic System Testing 490-65: No; Periodic System Testing 490-66: Yes; Periodic System Testing 490-67: Yes; Recordkeeping 490-68a: Yes; Recordkeeping 490-68b: Yes; Recordkeeping 490-68c: Yes; Recordkeeping 490-68d: No; Recordkeeping 490-68e: No; Recordkeeping 490-68f: No; Recordkeeping 490-68g: No; Recordkeeping 490-68h: No; Training 490-69a: Yes; Training 490-70: Yes; Personnel Responsibilities 490-72: Ramesh Turen; Personnel Responsibilities 490-73: Owner/Partner; UST Monitoring Plan Certification / Applicant Information 490-76: Tank Owner/Operator; UST Monitoring Plan Certification / Applicant Information 490-78: Mani Singh; UST Monitoring Plan Certification / Applicant Information 490-79: owner/partner | 2021-10-01 10:01 | 2022-02-25 10:51 | Sara Chandler | Lassen County Environmental Health | CUPA
10127941 | 18-000-094 | Wayside Inn | 90089266 | Wayside Inn | 718-710 Highway 395 | Standish | 96128 | Renewal Permit | 1 | 10127941-001 | Modern Steel | A Stand-alone Tank | 12000 | 1990-01-01 |  |  | 1 |  | Motor Vehicle Fueling |  | Regular Unleaded |  |  | Double Wall | Steel |  | Fiberglass |  | Yes | No | Yes | No | Double-walled | Gravity | Fiberglass |  | Fiberglass |  | Single-walled | Fiberglass |  | Fiberglass |  | Single-walled | Fiberglass |  | Fiberglass |  | Steel |  | Fiberglass |  | Yes | Yes | No | Single-walled | Rigid Plastic |  | No | No | Yes |  | Mani Singh | owner/partner | Annually |  | Site Plan Previously Submitted | Yes | Dry | veeder root | TLS 350 | Veeder Root | Mag Probs | No | [8 empty] | No | No |  | No |  |  | No |  | Yes | Dry | veeder root | TLS 350 | veeder root | 208 | Yes | Yes | Yes | VMI/veeder root | LD2000/FXVI | No | [5 empty] | Yes | Every 3 Years |  | No |  | No | No | No |  | Float and Chain Assembly | [5 empty] | No | No | No | Yes | Single-walled |  |  | No | Yes | Yes | Yes | Yes | Yes | No | No | No | No | No | Yes | [8 empty] | Yes |  | Ramesh Turen | Owner/Partner |  |  | Tank Owner/Operator |  | Mani Singh | owner/partner | 2021-10-01 10:01 | 2022-02-25 10:51 | Sara Chandler | Lassen County Environmental Health | CUPA
10127941 | 18-000-094 | Wayside Inn | 90089266 | Wayside Inn | 718-710 Highway 395 | Standish | 96128 | Confirmed/Updated Information | 3 | 10127941-003 | Modern Steel | A Stand-alone Tank | 12000 | 1990-01-01 |  |  | 1 |  | Motor Vehicle Fueling |  | Diesel |  |  | Double Wall | Steel |  | Fiberglass |  | Yes | No | Yes | No | Double-walled | Pressure | Fiberglass |  | Fiberglass |  | Single-walled | Fiberglass |  | Fiberglass |  | Single-walled | Fiberglass |  | Fiberglass |  | Steel |  | Fiberglass |  | Yes | Yes | No | Single-walled | Rigid Plastic |  | No | No | Yes |  | Mani Singh | owner/partner | Annually |  | Site Plan Previously Submitted | Yes | Dry | veeder root | TLS 350 | Veeder Root | Mag Probs | No | [8 empty] | No | No |  | No |  |  | No |  | Yes | Dry | veeder root | TLS 350 | veeder root | 208 | Yes | Yes | Yes | VMI/veeder root | LD2000/FXVI | No | [5 empty] | Yes | Every 3 Years |  | No |  | No | No | No |  | Float and Chain Assembly | [5 empty] | No | No | No | Yes | Single-walled |  |  | No | Yes | Yes | Yes | Yes | Yes | No | No | No | No | No | Yes | [8 empty] | Yes |  | Ramesh Turen | Owner/Partner |  |  | Tank Owner/Operator |  | Mani Singh | owner/partner | 2021-10-01 10:01 | 2022-02-25 10:51 | Sara Chandler | Lassen County Environmental Health | CUPA
10127941 | 18-000-094 | Wayside Inn | 90089266 | Wayside Inn | 718-710 Highway 395 | Standish | 96128 | Confirmed/Updated Information | 2 | 10127941-002 | Modern Steel | A Stand-alone Tank | 6000 | 1990-01-01 |  |  | 1 |  | Motor Vehicle Fueling |  | Premium Unleaded |  |  | Double Wall | Steel |  | Fiberglass |  | Yes | No | Yes | No | Double-walled | Gravity | Fiberglass |  | Fiberglass |  | Single-walled | Fiberglass |  | Fiberglass |  | Single-walled | Fiberglass |  | Fiberglass |  | Steel |  | Fiberglass |  | Yes | Yes | No | Single-walled | Rigid Plastic |  | No | No | Yes |  | Mani Singh | owner/partner | Annually |  | Site Plan Previously Submitted | Yes | Dry | veeder root | TLS 350 | Veeder Root | Mag Probs | No | [8 empty] | No | No |  | No |  |  | No |  | Yes | Dry | veeder root | TLS 350 | veeder root | 208 | Yes | Yes | Yes | VMI/veeder root | LD2000/FXVI | No | [5 empty] | Yes | Every 3 Years |  | No |  | No | No | No |  | Float and Chain Assembly | [5 empty] | No | No | No | Yes | Single-walled |  |  | No | Yes | Yes | Yes | Yes | Yes | No | No | No | No | No | Yes | [8 empty] | Yes |  | Ramesh Turen | Owner/Partner |  |  | Tank Owner/Operator |  | Mani Singh | owner/partner | 2021-10-01 10:01 | 2022-02-25 10:51 | Sara Chandler | Lassen County Environmental Health | CUPA
10128040 | 18-000-045 | Susanville Spirit Corp | 90089650 | MARUTI Susanville CORP | 2525 Main Street | Susanville | 96130 | Renewal Permit | 2 | 10128040-002 | Modern Welding | A Stand-alone Tank | 10000 | 1998-01-01 |  |  | 1 |  | Motor Vehicle Fueling |  | Regular Unleaded |  |  | Double Wall | Steel |  | Steel |  | Yes | No | Yes | No | Double-walled | Pressure | Fiberglass |  | Fiberglass |  | Single-walled | Fiberglass |  | Fiberglass |  | Double-walled | Fiberglass |  | Fiberglass |  | Fiberglass |  | Fiberglass |  | Fill Components Installed 451-a: Yes; Fill Components Installed 451-b: No; Fill Components Installed 451-c: No; Under Dispenser Containment (UDC) 469a: Single-walled; Under Dispenser Containment (UDC) 469b: Rigid Plastic; Corrosion Prevention 448a: No; Corrosion Prevention 448b: No; Corrosion Prevention 448c: Yes; UST Tank Certification / Applicant Information 471: Larry J. Morgado; UST Tank Certification / Applicant Information 472: Owner; Equipment Testing and Preventive Maintenance 490-3a: Annually; Site Plot Plan Submitted 490-4: Site Plan Previously Submitted; Continuous Electronic Tank Monitoring 490-5: Yes; Continuous Electronic Tank Monitoring 490-7: Veeder Root; Continuous Electronic Tank Monitoring 490-8: TLS-350; Continuous Electronic Tank Monitoring 490-9: Veeder Root; Automatic Tank Gauging 490-11: No; Monthly Statistical Inventory Reconciliation 490-20: No; Weekly Manual Tank Gauge 490-21: No; Tank Integrity Testing 490-23: No; Other Tank Monitoring 490-26: No; Continuous Monitoring of Piping Secondary Containment 490-28: Yes; Continuous Monitoring of Piping Secondary Containment 490-29: Dry; Continuous Monitoring of Piping Secondary Containment 490-30: Veeder Root; Continuous Monitoring of Piping Secondary Containment 490-31: TLS-350; Continuous Monitoring of Piping Secondary Containment 490-32: Veeder Root; Continuous Monitoring of Piping Secondary Containment 490-34: Yes; Continuous Monitoring of Piping Secondary Containment 490-35: Yes; Mechanical Line Leak Detector Performs 3 GPH Leak Test 490-36: Yes; Mechanical Line Leak Detector Performs 3 GPH Leak Test 490-37: FE Petro; Electronic Line Leak Detector Performs 3 GPH Leak Test 490-39: No; Pipeline Integrity Testing 490-45: Yes; Pipeline Integrity Testing 490-46: Every 3 Years; Visual Pipeline Monitoring 490-48: No; Suction Piping Meets Exemption Criteria 490-50: No; No Regulated Piping Per Health and Safety Code, Division 20, Chapter 6.7 Is Connected To The Tank System 490-51: No; Other Pipeline Monitoring 490-52: No; Under Dispenser Containment (UDC) Monitoring 490-54a: Continuous; Under Dispenser Containment (UDC) Monitoring 490-57: Veeder Root; Under Dispenser Containment (UDC) Monitoring 490-59: Yes; Under Dispenser Containment (UDC) Monitoring 490-60: Yes; Under Dispenser Containment (UDC) Monitoring 490-61: Yes; Under Dispenser Containment (UDC) Monitoring 490-62: Yes; Under Dispenser Containment (UDC) Monitoring 490-63: Single-walled; Periodic System Testing 490-65: No; Periodic System Testing 490-66: Yes; Periodic System Testing 490-67: Yes; Recordkeeping 490-68a: Yes; Recordkeeping 490-68b: Yes; Recordkeeping 490-68c: No; Recordkeeping 490-68d: No; Recordkeeping 490-68e: Yes; Recordkeeping 490-68f: No; Recordkeeping 490-68g: No; Recordkeeping 490-68h: Yes; Training 490-69a: Yes; Training 490-70: Yes; Personnel Responsibilities 490-72: prabhjot randhawa; Personnel Responsibilities 490-73: Owner; UST Monitoring Plan Certification / Applicant Information 490-76: Facility Owner/Operator; UST Monitoring Plan Certification / Applicant Information 490-78: Larry J. Morgado; UST Monitoring Plan Certification / Applicant Information 490-79: Owner | 2023-01-14 15:17 | 2023-09-15 18:35 | Sara Chandler | Lassen County Environmental Health | CUPA
10128040 | 18-000-045 | Susanville Spirit Corp | 90089650 | MARUTI Susanville CORP | 2525 Main Street | Susanville | 96130 | Renewal Permit | 4 | 10128040-004 |  | A Stand-alone Tank | 10000 | 2003-01-01 |  |  | 1 |  | Motor Vehicle Fueling |  | Diesel |  |  | Double Wall | Steel |  | Steel |  | Yes | No | Yes | No | Double-walled | Pressure | Fiberglass |  | Fiberglass |  | Single-walled | Fiberglass |  | Fiberglass |  | Double-walled | Fiberglass |  | Fiberglass |  | Fiberglass |  | Fiberglass |  | Fill Components Installed 451-a: Yes; Fill Components Installed 451-b: No; Fill Components Installed 451-c: No; Under Dispenser Containment (UDC) 469a: Single-walled; Under Dispenser Containment (UDC) 469b: Rigid Plastic; Corrosion Prevention 448a: No; Corrosion Prevention 448b: No; Corrosion Prevention 448c: Yes; UST Tank Certification / Applicant Information 471: Larry J. Morgado; UST Tank Certification / Applicant Information 472: Owner; Equipment Testing and Preventive Maintenance 490-3a: Annually; Site Plot Plan Submitted 490-4: Site Plan Previously Submitted; Continuous Electronic Tank Monitoring 490-5: Yes; Continuous Electronic Tank Monitoring 490-7: Veeder Root; Continuous Electronic Tank Monitoring 490-8: TLS-350; Continuous Electronic Tank Monitoring 490-9: Veeder Root; Automatic Tank Gauging 490-11: No; Monthly Statistical Inventory Reconciliation 490-20: No; Weekly Manual Tank Gauge 490-21: No; Tank Integrity Testing 490-23: No; Other Tank Monitoring 490-26: No; Continuous Monitoring of Piping Secondary Containment 490-28: Yes; Continuous Monitoring of Piping Secondary Containment 490-29: Dry; Continuous Monitoring of Piping Secondary Containment 490-30: Veeder Root; Continuous Monitoring of Piping Secondary Containment 490-31: TLS-350; Continuous Monitoring of Piping Secondary Containment 490-32: Veeder Root; Continuous Monitoring of Piping Secondary Containment 490-34: Yes; Continuous Monitoring of Piping Secondary Containment 490-35: Yes; Mechanical Line Leak Detector Performs 3 GPH Leak Test 490-36: Yes; Mechanical Line Leak Detector Performs 3 GPH Leak Test 490-37: FE Petro; Electronic Line Leak Detector Performs 3 GPH Leak Test 490-39: No; Pipeline Integrity Testing 490-45: Yes; Pipeline Integrity Testing 490-46: Every 3 Years; Visual Pipeline Monitoring 490-48: No; Suction Piping Meets Exemption Criteria 490-50: No; No Regulated Piping Per Health and Safety Code, Division 20, Chapter 6.7 Is Connected To The Tank System 490-51: No; Other Pipeline Monitoring 490-52: No; Under Dispenser Containment (UDC) Monitoring 490-54a: Continuous; Under Dispenser Containment (UDC) Monitoring 490-57: Veeder Root; Under Dispenser Containment (UDC) Monitoring 490-59: Yes; Under Dispenser Containment (UDC) Monitoring 490-60: Yes; Under Dispenser Containment (UDC) Monitoring 490-61: Yes; Under Dispenser Containment (UDC) Monitoring 490-62: Yes; Under Dispenser Containment (UDC) Monitoring 490-63: Single-walled; Periodic System Testing 490-65: No; Periodic System Testing 490-66: Yes; Periodic System Testing 490-67: Yes; Recordkeeping 490-68a: Yes; Recordkeeping 490-68b: Yes; Recordkeeping 490-68c: No; Recordkeeping 490-68d: No; Recordkeeping 490-68e: Yes; Recordkeeping 490-68f: No; Recordkeeping 490-68g: No; Recordkeeping 490-68h: Yes; Training 490-69a: Yes; Training 490-70: Yes; Personnel Responsibilities 490-72: prabhjot randhawa; Personnel Responsibilities 490-73: Owner; UST Monitoring Plan Certification / Applicant Information 490-76: Facility Owner/Operator; UST Monitoring Plan Certification / Applicant Information 490-78: Larry J. Morgado; UST Monitoring Plan Certification / Applicant Information 490-79: Owner | 2023-01-14 15:17 | 2023-09-15 18:35 | Sara Chandler | Lassen County Environmental Health | CUPA
10128040 | 18-000-045 | Susanville Spirit Corp | 90089650 | MARUTI Susanville CORP | 2525 Main Street | Susanville | 96130 | Renewal Permit | 1 | 10128040-001 | Modern Welding | A Stand-alone Tank | 10000 | 1988-01-01 |  |  | 1 |  | Motor Vehicle Fueling |  | Regular Unleaded |  |  | Double Wall | Steel |  | Steel |  | Yes | No | Yes | No | Double-walled | Pressure | Fiberglass |  | Fiberglass |  | Single-walled | Fiberglass |  | Fiberglass |  | Single-walled | Fiberglass |  | Fiberglass |  | Fiberglass |  | None |  | Fill Components Installed 451-a: Yes; Fill Components Installed 451-b: No; Fill Components Installed 451-c: No; Under Dispenser Containment (UDC) 469a: Single-walled; Under Dispenser Containment (UDC) 469b: Fiberglass; Corrosion Prevention 448a: No; Corrosion Prevention 448b: No; Corrosion Prevention 448c: Yes; UST Tank Certification / Applicant Information 471: Larry J. Morgado; UST Tank Certification / Applicant Information 472: Owner; Equipment Testing and Preventive Maintenance 490-3a: Annually; Site Plot Plan Submitted 490-4: Site Plan Previously Submitted; Continuous Electronic Tank Monitoring 490-5: Yes; Continuous Electronic Tank Monitoring 490-7: Veeder Root; Continuous Electronic Tank Monitoring 490-8: TLS-350; Continuous Electronic Tank Monitoring 490-9: Veeder Root; Automatic Tank Gauging 490-11: No; Monthly Statistical Inventory Reconciliation 490-20: No; Weekly Manual Tank Gauge 490-21: No; Tank Integrity Testing 490-23: No; Other Tank Monitoring 490-26: No; Continuous Monitoring of Piping Secondary Containment 490-28: Yes; Continuous Monitoring of Piping Secondary Containment 490-29: Dry; Continuous Monitoring of Piping Secondary Containment 490-30: Veeder Root; Continuous Monitoring of Piping Secondary Containment 490-31: TLS-350; Continuous Monitoring of Piping Secondary Containment 490-32: Veeder Root; Continuous Monitoring of Piping Secondary Containment 490-34: Yes; Continuous Monitoring of Piping Secondary Containment 490-35: Yes; Mechanical Line Leak Detector Performs 3 GPH Leak Test 490-36: Yes; Mechanical Line Leak Detector Performs 3 GPH Leak Test 490-37: FE Petro; Electronic Line Leak Detector Performs 3 GPH Leak Test 490-39: No; Pipeline Integrity Testing 490-45: Yes; Pipeline Integrity Testing 490-46: Every 3 Years; Visual Pipeline Monitoring 490-48: No; Suction Piping Meets Exemption Criteria 490-50: No; No Regulated Piping Per Health and Safety Code, Division 20, Chapter 6.7 Is Connected To The Tank System 490-51: No; Other Pipeline Monitoring 490-52: No; Under Dispenser Containment (UDC) Monitoring 490-54a: Continuous; Under Dispenser Containment (UDC) Monitoring 490-57: Veeder Root; Under Dispenser Containment (UDC) Monitoring 490-59: Yes; Under Dispenser Containment (UDC) Monitoring 490-60: Yes; Under Dispenser Containment (UDC) Monitoring 490-61: Yes; Under Dispenser Containment (UDC) Monitoring 490-62: Yes; Under Dispenser Containment (UDC) Monitoring 490-63: Single-walled; Periodic System Testing 490-65: No; Periodic System Testing 490-66: Yes; Periodic System Testing 490-67: Yes; Recordkeeping 490-68a: Yes; Recordkeeping 490-68b: Yes; Recordkeeping 490-68c: No; Recordkeeping 490-68d: No; Recordkeeping 490-68e: Yes; Recordkeeping 490-68f: No; Recordkeeping 490-68g: No; Recordkeeping 490-68h: Yes; Training 490-69a: Yes; Training 490-70: Yes; Personnel Responsibilities 490-72: prabhjot randhawa; Personnel Responsibilities 490-73: Owner; UST Monitoring Plan Certification / Applicant Information 490-76: Facility Owner/Operator; UST Monitoring Plan Certification / Applicant Information 490-78: Larry J. Morgado; UST Monitoring Plan Certification / Applicant Information 490-79: Owner | 2023-01-14 15:17 | 2023-09-15 18:35 | Sara Chandler | Lassen County Environmental Health | CUPA
10128040 | 18-000-045 | Susanville Spirit Corp | 90089650 | MARUTI Susanville CORP | 2525 Main Street | Susanville | 96130 | Renewal Permit | 3 | 10128040-003 | Modern Welding | A Stand-alone Tank | 10000 | 1998-01-01 |  |  | 1 |  | Motor Vehicle Fueling |  | Premium Unleaded |  |  | Double Wall | Steel |  | Steel |  | Yes | No | Yes | No | Double-walled | Pressure | Fiberglass |  | Fiberglass |  | Single-walled | Fiberglass |  | Fiberglass |  | Double-walled | Fiberglass |  | Fiberglass |  | Fiberglass |  | None |  | Fill Components Installed 451-a: Yes; Fill Components Installed 451-b: No; Fill Components Installed 451-c: No; Under Dispenser Containment (UDC) 469a: Single-walled; Under Dispenser Containment (UDC) 469b: Rigid Plastic; Corrosion Prevention 448a: No; Corrosion Prevention 448b: No; Corrosion Prevention 448c: Yes; UST Tank Certification / Applicant Information 471: Larry J. Morgado; UST Tank Certification / Applicant Information 472: Owner; Equipment Testing and Preventive Maintenance 490-3a: Annually; Site Plot Plan Submitted 490-4: Site Plan Previously Submitted; Continuous Electronic Tank Monitoring 490-5: Yes; Continuous Electronic Tank Monitoring 490-7: Veeder Root; Continuous Electronic Tank Monitoring 490-8: TLS-350; Continuous Electronic Tank Monitoring 490-9: Veeder Root; Automatic Tank Gauging 490-11: No; Monthly Statistical Inventory Reconciliation 490-20: No; Weekly Manual Tank Gauge 490-21: No; Tank Integrity Testing 490-23: No; Other Tank Monitoring 490-26: No; Continuous Monitoring of Piping Secondary Containment 490-28: Yes; Continuous Monitoring of Piping Secondary Containment 490-29: Dry; Continuous Monitoring of Piping Secondary Containment 490-30: Veeder Root; Continuous Monitoring of Piping Secondary Containment 490-31: TLS-350; Continuous Monitoring of Piping Secondary Containment 490-32: Veeder Root; Continuous Monitoring of Piping Secondary Containment 490-34: Yes; Continuous Monitoring of Piping Secondary Containment 490-35: Yes; Mechanical Line Leak Detector Performs 3 GPH Leak Test 490-36: Yes; Mechanical Line Leak Detector Performs 3 GPH Leak Test 490-37: FE Petro; Electronic Line Leak Detector Performs 3 GPH Leak Test 490-39: No; Pipeline Integrity Testing 490-45: Yes; Pipeline Integrity Testing 490-46: Every 3 Years; Visual Pipeline Monitoring 490-48: No; Suction Piping Meets Exemption Criteria 490-50: No; No Regulated Piping Per Health and Safety Code, Division 20, Chapter 6.7 Is Connected To The Tank System 490-51: No; Other Pipeline Monitoring 490-52: No; Under Dispenser Containment (UDC) Monitoring 490-54a: Continuous; Under Dispenser Containment (UDC) Monitoring 490-57: Veeder Root; Under Dispenser Containment (UDC) Monitoring 490-59: Yes; Under Dispenser Containment (UDC) Monitoring 490-60: Yes; Under Dispenser Containment (UDC) Monitoring 490-61: Yes; Under Dispenser Containment (UDC) Monitoring 490-62: Yes; Under Dispenser Containment (UDC) Monitoring 490-63: Single-walled; Periodic System Testing 490-65: No; Periodic System Testing 490-66: Yes; Periodic System Testing 490-67: Yes; Recordkeeping 490-68a: Yes; Recordkeeping 490-68b: Yes; Recordkeeping 490-68c: No; Recordkeeping 490-68d: No; Recordkeeping 490-68e: Yes; Recordkeeping 490-68f: No; Recordkeeping 490-68g: No; Recordkeeping 490-68h: Yes; Training 490-69a: Yes; Training 490-70: Yes; Personnel Responsibilities 490-72: prabhjot randhawa; Personnel Responsibilities 490-73: Owner; UST Monitoring Plan Certification / Applicant Information 490-76: Facility Owner/Operator; UST Monitoring Plan Certification / Applicant Information 490-78: Larry J. Morgado; UST Monitoring Plan Certification / Applicant Information 490-79: Owner | 2023-01-14 15:17 | 2023-09-15 18:35 | Sara Chandler | Lassen County Environmental Health | CUPA
10130557 | 18-000-126 | Speedway | 90807268 | TESORO (SPEEDWAY XP) #68223 | 1905 Main St | Susanville | 96130 | Confirmed/Updated Information | 1 | 10130557-001 | Modern Welding | A Stand-alone Tank | 12000 | 1998-01-01 |  |  | 1 |  | Motor Vehicle Fueling |  | Regular Unleaded |  |  | Double Wall | Steel |  | Jacketed |  | No | No | Yes | No | Double-walled | Pressure | Flexible |  | Flexible |  | Single-walled | Fiberglass |  | None |  | None | Fiberglass |  | None |  | Steel |  | Fiberglass |  | Yes | Yes | Yes | Single-walled | Rigid Plastic |  | No | No | Yes |  | BURKE D. ALBELDA | ENVIRONMENTAL COMPLIANCE SUPERVISOR | Annually |  | Site Plan Previously Submitted | Yes | Dry | VEEDER ROOT | TLS-350 | RONAN | LS-3 | No | [8 empty] | No | No |  | No |  |  | No |  | Yes | Dry | VEEDER ROOT | TLS-350 | VEEDER ROOT | 794380-208 | Yes | Yes | Yes | VAPORLESS (VMI) | LD-2000 | No | [5 empty] | No |  |  | No |  | No | No | No |  | Continuous |  | VEEDER ROOT | TLS-350 | VEEDER ROOT | 794380-208 | Yes | Yes | Yes | No | Single-walled |  |  | No | Yes | Yes | Yes | Yes | No | No | No | No | No | Yes | Yes | [8 empty] | Yes | ATG PROBE USED FOR INVENTORY PURPOSES. FILL SUMP MONITORED BY VEEDER ROOT 794380-208. | BURKE ALBELDA | ENVIRONMENTAL COMPLIANCE SPECIALIST | TERESA MILES | SENIOR MANAGER, ENVIRONMENTAL COMPLIANCE WEST | Authorized Representative of Owner |  | BURKE D. ALBELDA | ENVIRONMENTAL COMPLIANCE SUPERVISOR | 2023-02-17 08:33 | 2023-08-03 10:53 | Sara Chandler | Lassen County Environmental Health | CUPA
10130557 | 18-000-126 | Speedway | 90807268 | TESORO (SPEEDWAY XP) #68223 | 1905 Main St | Susanville | 96130 | Confirmed/Updated Information | 4 | 10130557-004 | Modern Welding | One in a Compartmented Unit | 6000 | 1998-01-01 |  |  | 2 |  | Motor Vehicle Fueling |  | Diesel |  |  | Double Wall | Steel |  | Jacketed |  | No | No | Yes | No | Double-walled | Pressure | Flexible |  | Flexible |  | Single-walled | Fiberglass |  | None |  | None | None |  | None |  | Steel |  | Fiberglass |  | Yes | Yes | Yes | Single-walled | Rigid Plastic |  | No | No | Yes |  | BURKE D. ALBELDA | ENVIRONMENTAL COMPLIANCE SUPERVISOR | Annually |  | Site Plan Previously Submitted | Yes | Dry | VEEDER ROOT | TLS-350 | VEEDER ROOT | LS-794390-420 | No | [8 empty] | No | No |  | No |  |  | No |  | Yes | Dry | VEEDER ROOT | TLS-350 | VEEDER ROOT | 794380-208 | Yes | Yes | Yes | VAPORLESS (VMI) | LD-2000 | No | [5 empty] | No |  |  | No |  | No | No | No |  | Continuous |  | VEEDER ROOT | TLS-350 | VEEDER ROOT | 794380-208 | Yes | Yes | Yes | No | Single-walled |  |  | No | Yes | Yes | Yes | Yes | No | No | No | No | No | Yes | Yes | [8 empty] | Yes | ATG PROBE USED FOR INVENTORY PURPOSES. FILL SUMP MONITORED BY VR 794380-208. | BURKE ALBELDA | ENVIRONMENTAL COMPLIANCE SPECIALIST | TERESA MILES | SENIOR MANAGER, ENVIRONMENTAL COMPLIANCE WEST | Authorized Representative of Owner |  | BURKE D. ALBELDA | ENVIRONMENTAL COMPLIANCE SUPERVISOR | 2023-02-17 08:33 | 2023-08-03 10:53 | Sara Chandler | Lassen County Environmental Health | CUPA
10130557 | 18-000-126 | Speedway | 90807268 | TESORO (SPEEDWAY XP) #68223 | 1905 Main St | Susanville | 96130 | Confirmed/Updated Information | 2 | 10130557-002 | Modern Welding | A Stand-alone Tank | 12000 | 1998-01-01 |  |  | 1 |  | Motor Vehicle Fueling |  | Midgrade Unleaded |  |  | Double Wall | Steel |  | Jacketed |  | No | No | Yes | No | Double-walled | Pressure | Flexible |  | Flexible |  | Single-walled | Fiberglass |  | None |  | None | Fiberglass |  | None |  | Steel |  | Fiberglass |  | Yes | Yes | Yes | Single-walled | Rigid Plastic |  | No | No | Yes |  | BURKE D. ALBELDA | ENVIRONMENTAL COMPLIANCE SUPERVISOR | Annually |  | Site Plan Previously Submitted | Yes | Dry | VEEDER ROOT | TLS-350 | RONAN | LS-3 | No | [8 empty] | No | No |  | No |  |  | No |  | Yes | Dry | VEEDER ROOT | TLS-350 | VEEDER ROOT | 794380-208 | Yes | Yes | Yes | RED JACKET | FX1V | No | [5 empty] | No |  |  | No |  | No | No | No |  | Continuous |  | VEEDER ROOT | TLS-350 | VEEDER ROOT | 794380-208 | Yes | Yes | Yes | No | Single-walled |  |  | No | Yes | Yes | Yes | Yes | No | No | No | No | No | Yes | Yes | [8 empty] | Yes | ATG PROBE USED FOR INVENTORY PURPOSES. FILL SUMP MONITORED BY VR 794380-208. | BURKE ALBELDA | ENVIRONMENTAL COMPLIANCE SPECIALIST | TERESA MILES | SENIOR MANAGER, ENVIRONMENTAL COMPLIANCE WEST | Authorized Representative of Owner |  | BURKE D. ALBELDA | ENVIRONMENTAL COMPLIANCE SUPERVISOR | 2023-02-17 08:33 | 2023-08-03 10:53 | Sara Chandler | Lassen County Environmental Health | CUPA
10130557 | 18-000-126 | Speedway | 90807268 | TESORO (SPEEDWAY XP) #68223 | 1905 Main St | Susanville | 96130 | Confirmed/Updated Information | 3 | 10130557-003 | Modern Welding | One in a Compartmented Unit | 6000 | 1998-01-01 |  |  | 2 |  | Motor Vehicle Fueling |  | Premium Unleaded |  |  | Double Wall | Steel |  | Jacketed |  | No | No | Yes | No | Double-walled | Pressure | Flexible |  | Flexible |  | Single-walled | Fiberglass |  | None |  | None | Fiberglass |  | None |  | Steel |  | Fiberglass |  | Yes | Yes | Yes | Single-walled | Rigid Plastic |  | No | No | Yes |  | BURKE D. ALBELDA | ENVIRONMENTAL COMPLIANCE SUPERVISOR | Annually |  | Site Plan Previously Submitted | Yes | Dry | VEEDER ROOT | TLS-350 | VEEDER ROOT | 794390-420 | No | [8 empty] | No | No |  | No |  |  | No |  | Yes | Dry | VEEDER ROOT | TLS-350 | VEEDER ROOT | 794380-208 | Yes | Yes | Yes | RED JACKET | FX1V | No | [5 empty] | No |  |  | No |  | No | No | No |  | Continuous |  | VEEDER ROOT | TLS-350 | VEEDER ROOT | 794380-208 | Yes | Yes | Yes | No | Single-walled |  |  | No | Yes | Yes | Yes | Yes | No | No | No | No | No | Yes | Yes | [8 empty] | Yes | ATG PROBE USED FOR INVENTORY PURPOSES. FILL SUMP MONITORED BY VR 794380-208. | BURKE ALBELDA | ENVIRONMENTAL COMPLIANCE SPECIALIST | TERESA MILES | SENIOR MANAGER, ENVIRONMENTAL COMPLIANCE WEST | Authorized Representative of Owner |  | BURKE D. ALBELDA | ENVIRONMENTAL COMPLIANCE SUPERVISOR | 2023-02-17 08:33 | 2023-08-03 10:53 | Sara Chandler | Lassen County Environmental Health | CUPA
10169387 | 18-000-084 | COGENTCommunications, Inc | 90086209 | Sprint (Reno Junction) POP CACHIB | 748015 Highway 70 | Chilcoot-Vinton | 96105 | Renewal Permit | 1 | 10169387-001 | Xerxes | A Stand-alone Tank | 1000 | 1997-05-28 |  |  | 1 |  | Emergency Generator Fuel |  | Diesel |  |  | Double Wall | Fiberglass |  | Fiberglass |  | No | No | Yes | No | Double-walled | Conventional Suction | Flexible |  | Fiberglass |  | Single-walled | Fiberglass |  | Fiberglass | [6 empty] | Fiberglass |  | None |  | Fill Components Installed 451-a: Yes; Fill Components Installed 451-b: No; Fill Components Installed 451-c: Yes; Under Dispenser Containment (UDC) 469a: No Dispensers; Corrosion Prevention 448a: No; Corrosion Prevention 448b: No; Corrosion Prevention 448c: No; UST Tank Certification / Applicant Information 471: Pete Wang; UST Tank Certification / Applicant Information 472: Sprint West EHS Territory Manager; Equipment Testing and Preventive Maintenance 490-3a: Annually; Site Plot Plan Submitted 490-4: New Plan Submitted; Continuous Electronic Tank Monitoring 490-5: Yes; Continuous Electronic Tank Monitoring 490-6: Dry; Continuous Electronic Tank Monitoring 490-7: Veeder Root; Continuous Electronic Tank Monitoring 490-8: TLS-300; Continuous Electronic Tank Monitoring 490-9: Veeder Root; Continuous Electronic Tank Monitoring 490-10: 794390; Automatic Tank Gauging 490-11: No; Monthly Statistical Inventory Reconciliation 490-20: No; Weekly Manual Tank Gauge 490-21: No; Tank Integrity Testing 490-23: No; Other Tank Monitoring 490-26: No; Continuous Monitoring of Piping Secondary Containment 490-28: Yes; Continuous Monitoring of Piping Secondary Containment 490-29: Dry; Continuous Monitoring of Piping Secondary Containment 490-30: Veeder Root; Continuous Monitoring of Piping Secondary Containment 490-31: TLS-300; Continuous Monitoring of Piping Secondary Containment 490-32: Veeder Root; Continuous Monitoring of Piping Secondary Containment 490-33: 794380; Mechanical Line Leak Detector Performs 3 GPH Leak Test 490-36: No; Electronic Line Leak Detector Performs 3 GPH Leak Test 490-39: No; Pipeline Integrity Testing 490-45: Yes; Pipeline Integrity Testing 490-46: Every 3 Years; Visual Pipeline Monitoring 490-48: Yes; Suction Piping Meets Exemption Criteria 490-50: No; No Regulated Piping Per Health and Safety Code, Division 20, Chapter 6.7 Is Connected To The Tank System 490-51: No; Other Pipeline Monitoring 490-52: No; Under Dispenser Containment (UDC) Monitoring 490-54a: No Dispensers; Periodic System Testing 490-65: No; Periodic System Testing 490-66: Yes; Periodic System Testing 490-67: Yes; Recordkeeping 490-68a: Yes; Recordkeeping 490-68b: No; Recordkeeping 490-68c: Yes; Recordkeeping 490-68d: No; Recordkeeping 490-68e: Yes; Recordkeeping 490-68f: Yes; Recordkeeping 490-68g: No; Recordkeeping 490-68h: Yes; Training 490-69a: Yes; Training 490-70: No; Personnel Responsibilities 490-72: Darren Reick; Personnel Responsibilities 490-73: UST Designated Operator; UST Monitoring Plan Certification / Applicant Information 490-76: Facility Owner/Operator; UST Monitoring Plan Certification / Applicant Information 490-78: Pete Wang; UST Monitoring Plan Certification / Applicant Information 490-79: Sprint West EHS Territory Manager | 2021-10-08 09:47 | 2022-03-01 14:55 | Sara Chandler | Lassen County Environmental Health | CUPA
10418176 | 18-000-145 | CDCR - High Desert State Prison | 90369808 | CDCR-High Desert State Prison | 475-750 Rice Canyon Rd | Susanville | 96127 | Confirmed/Updated Information | 87 | 10418176-001 | JOOR | A Stand-alone Tank | 10000 | 1994-08-29 |  |  | 1 |  | Motor Vehicle Fueling |  | Regular Unleaded |  |  | Double Wall | Steel |  | Fiberglass |  | Yes | No | Yes | No | Double-walled | Conventional Suction | Fiberglass |  | Fiberglass |  | Single-walled | Fiberglass |  | Fiberglass |  | Double-walled | Fiberglass |  | Fiberglass |  | Fiberglass |  | Fiberglass |  | Yes | No | No | Single-walled | Fiberglass |  | No | No | Yes |  | Al;an Jones | Haz mat | Annually |  | Site Plan Previously Submitted | Yes | Dry | veeder root system | TLS 350 | veeder root system | 001, 303, 208 | No | [8 empty] | No | No |  | No |  |  | No |  | Yes | Dry | veeder root system | TLS 350 | veeder root system | 001, 303, 208 | Yes | Yes | No |  |  | No | [5 empty] | Yes | Every 3 Years |  | No |  | Yes | No | No |  | Electronic Stand-alone |  | VEEDER ROOT | TLS 350 | VEEDER ROOT | 001, 208, 303 | Yes | Yes | Yes | Yes | Single-walled |  |  | No | Yes | Yes | Yes | Yes | No | No | No | No | No | Yes | Yes | [8 empty] | Yes |  | Randy Kayl | CPM | Alan Jones | Haz mat | Authorized Representative of Owner |  | Alan Jones | Haz mat | 2024-03-12 07:46 | 2024-07-30 17:27 | Sara Chandler | Lassen County Environmental Health | CUPA
10418176 | 18-000-145 | CDCR - High Desert State Prison | 90369808 | CDCR-High Desert State Prison | 475-750 Rice Canyon Rd | Susanville | 96127 | Confirmed/Updated Information | Diesel | 10418176-002 | Joor | A Stand-alone Tank | 4000 | 1994-08-29 |  |  | 1 |  | Motor Vehicle Fueling |  | Diesel |  |  | Double Wall | Steel |  | Fiberglass |  | No | No | Yes | No | Double-walled | Conventional Suction | Fiberglass |  | Fiberglass |  | Single-walled | Steel |  | Steel |  |  | None |  |  |  | Steel |  |  |  | Yes | No | No | Single-walled | Fiberglass |  | No | No | Yes |  | Alan Jones | Haz Mat | Annually |  | Site Plan Previously Submitted | Yes | Dry | veeder root system | TLS 350 | veeder root system | 001, 303, 208 | No | [8 empty] | No | No |  | No |  |  | No |  | Yes | Dry | veeder root system | TLS 350 | veeder root system | 001, 303, 208 |  | Yes | No |  |  | No | [5 empty] | Yes | Every 3 Years |  | No |  | Yes | No | No |  | Electronic Stand-alone |  | VEEDER ROOT | TLS 350 | VEEDER ROOT | 001, 208, 303 | Yes | Yes | Yes | Yes | Single-walled |  |  | No | Yes | Yes | Yes | Yes | No | No | No | No | No | Yes | Yes | [8 empty] | Yes |  | Kevin Loe | CPM II | Alan Jones | AHMS | Authorized Representative of Owner |  | Alan Jones | Haz mat | 2024-03-12 07:46 | 2024-07-30 17:27 | Sara Chandler | Lassen County Environmental Health | CUPA
10418176 | 18-000-145 | CDCR - High Desert State Prison | 90369808 | CDCR-High Desert State Prison | 475-750 Rice Canyon Rd | Susanville | 96127 | Confirmed/Updated Information | M698001 | 10173903-001 | Trusco | A Stand-alone Tank | 12000 | 1999-10-15 |  |  | 1 |  | Motor Vehicle Fueling |  | Regular Unleaded |  |  | Double Wall | Steel |  | Fiberglass |  | Yes | No | No | No | Double-walled | Pressure | Flexible |  | Flexible |  | Double-walled |  |  |  |  | Double-walled | Steel |  | Fiberglass |  | Steel |  | Fiberglass |  | Yes | No | Yes | Single-walled | Fiberglass |  | No | No | No |  | Garth Renaud | AHMS | Annually |  | Site Plan Previously Submitted | Yes | Dry | Veeder Root | TLS350i | Veedr Root | VR794380-352 | No | [8 empty] | No | No |  | No |  |  | No |  | Yes | Dry | Veeder Root | TLS350i | Veeder Root | VR794380-352 | Yes | Yes | Yes | FE Petro |  | No | [5 empty] | No |  |  | No |  | No | No | No |  | Continuous |  | Veeder Root | TLS350i | Veeder Root | 208 | Yes | Yes | Yes | Yes | Single-walled |  |  | No | Yes | Yes | Yes | Yes | Yes | No | No | No | No | Yes | Yes | [8 empty] | Yes |  | Byron Frazier | Fleet Maintenance Supervisor | Rikki Meier | HMS | Authorized Representative of Owner |  | Garth Renaud | AHMS | 2024-08-01 10:22 | 2024-08-01 10:30 | Sara Chandler | Lassen County Environmental Health | CUPA
10418176 | 18-000-145 | CDCR - High Desert State Prison | 90369808 | CDCR-High Desert State Prison | 475-750 Rice Canyon Rd | Susanville | 96127 | Confirmed/Updated Information | M655150 | 10173903-002 | Trusco | A Stand-alone Tank | 6000 | 1999-10-15 |  |  | 1 |  | Motor Vehicle Fueling |  | Other Petroleum | Renewable Diesel |  | Double Wall | Steel |  | Fiberglass |  | Yes | No | No | No | Double-walled | Pressure | Flexible |  | Flexible |  | Double-walled |  |  |  |  | Double-walled | Steel |  | Fiberglass |  | Steel |  | Fiberglass |  | Yes | No | Yes | Single-walled | Fiberglass |  | No | No | No |  | Garth Renaud | AHMS | Annually |  | Site Plan Previously Submitted | Yes | Dry | Veeder Root | TLS350i | Veedr Root | VR794380-352 | No | [8 empty] | No | No |  | No |  |  | No |  | Yes | Dry | Veeder Root | TLS350i | Veeder Root | VR794380-352 | Yes | Yes | Yes | FE Petro |  | No | [5 empty] | No |  |  | No |  | No | No | No |  | Continuous |  | Veeder Root | TLS350i | Veeder Root | 208 | Yes | Yes | Yes | Yes | Single-walled |  |  | No | Yes | Yes | Yes | Yes | Yes | No | No | No | No | Yes | Yes | [8 empty] | Yes |  | Byron Frazier | Fleet Maintenance Supervisor | Rikki Meier | HMS | Authorized Representative of Owner |  | Garth Renaud | AHMS | 2024-08-01 10:22 | 2024-08-01 10:30 | Sara Chandler | Lassen County Environmental Health | CUPA

## UST Cert of Installation & Mod
Facility Identification and Location | [5 empty] | UST Certification Project Type |  |  |  |  | Work Authorized Under Permit |  | Contractor Information |  |  | Certification / Applicant Information | [5 empty] | Submittal / Acceptance Information |  |  | Regulator Information
1a | 1 | 3 | 103 | 104 |  | 483a-1 | 483a-2 | 483a-3 | 483a-4 | 483a-5 | 483b | 483c | 482a | 482b | 482c | 484 | 485 | 486 | 487 | 488 | 489
CERS ID | Facility ID | Facility Name | Facility Street Address | Facility City | Facility ZIP Code | Tank Installation / Replacement | Piping Installation / Replacement | Sump Installation / Replacement | Under Dispenser Containment Installation / Replacement | Other | Work Authorized Under Permit (Number or Date) | Description of Work Being Certified | Name of Contractor Who Performed Installation/ Modification | Contractor's License Number | Contractor's ICC Certification Number | Date Certified | Certifier’s Name | Certifier’s Title | Phone Number | Name of Certifier’s Employer | Certifier’s Relationship to Tank Owner | Date Submitted to CERS | Date Accepted by Regulator | Regulator Agent Name | Regulator Name | Regulator Type