## Overview
CERS UST Facility/Tank Data Download
This spreadsheet contains UST Facility, Tank, Monitoring Plan, and Certification of Installation/Modification data exported from the California Environmental Reporting System (CERS). Use Excel's worksheet tabs or the hyperlinks below to access the export data. Please note, this exported data only includes data that has been "Accepted" by Regulators. Any UST Facility data that has been "Submitted" but has never been "Accepted" by a Regulator is not shown.
Tank counts:
• | The ‘UST Facility Info’ table (the first generated worksheet) Field 404, ‘Total Number of USTs’, provides a count of all active tanks listed in the last accepted submittal shown on that table. It may not be equal to the next worksheet ‘UST Tank and Monitoring Plan Info Count of Exported Records’ shown on this page. The UST Tank and Monitoring Plan Info is a count of all tanks reported on all accepted submittals. In some cases, such as if a tank ID is altered or a business user reports additional tanks on a submittal, there will be tanks reported on one submittal and not on another. The ‘UST Tank and Monitoring Plan Info Count of Exported Records’ includes all such tanks.
• | Date Range vs No Date Range:
| o | Tanks reported in CERS that do not have a tank install date will be reported if no date range is selected. They will not be reported if a date range is selected.
| o | UPA staff are encouraged to ensure that all active tanks have a tank installation date and that all permanently closed or removed tanks have a tank closure date.
• | Report 6: This report will report all tanks and therefore should be consistent with ‘UST Tank and Monitoring Plan Info Count of Exported Records’. The date range limitations are also the same, tank records with no date installed or closed will not be counted if the report is run with a date range.
Data Export Date/Time: |  |  | 8/14/2024 3:38:45 PM
Record Filtering Criteria (if any): |  |  | Facility regulated by "El Segundo City Fire Department".
Generated Worksheets |  |  | Count of Exported Records
UST Facility Info |  |  | 28
UST Tank & Monitoring Plan Info |  |  | 82
UST Cert of Installation & Mod |  |  | 0
For more information about the meaning of the Unified Program Data Dictionary (UPDD) codes, visit the CUPA Data Registry at the following URL:
https://cersapps.calepa.ca.gov/DataRegistry

## UST Facility Info
Facility Identification and Location | [9 empty] | General UST Facility Permit Info | [6 empty] | Property Owner | [6 empty] | Tank Owner | [7 empty] | Tank Operator | [6 empty] | Petroleum UST Financial Responsibility Mechanism(s) | [10 empty] | Certification / Applicant Information |  |  |  | Submittal / Acceptance Information |  |  |  | Regulator Information
1a | 1 |  |  | 3 | 103 | 104 |  |  |  | 400 | 403 | 421 | 423 | 404 | 405 | 406 | 407 | 408 | 409 | 410 | 411 | 412 | 412a | 414 | 415 | 416 | 417 | 418 | 419 | 419a | 420 | 428-1 | 428-2 | 428-3 | 428-4 | 428-5 | 428-6 | 428-7 | 422-1 | 422-2 | 422-3 | 422-4 | 422-5 | 422-6 | 422-8 | 422-9 | 422-10 | 422-99 | 422-99a | 424 | 426 | 427 | 425
CERS ID | Facility ID | Organization Name | Organization Code | Facility Name | Facility Street Address | Facility City | Facility ZIP Code | Latitude Measure | Longitude Measure | Type of Action | UST Facility Type | BOE Number | Permit Holder Notification Information | Total Number of USTs | Indian or Trust Land | Supervisor of Division, Section, or Office | Name | Phone | Mailing Address | City | State | ZIP Code | Country | Name | Phone | Mailing Address | City | State | ZIP Code | Country | Type | Name | Phone | Mailing Address | City | State | ZIP Code | Country | Self- Insured | Guarantee | Insurance | Surety Bond | Letter of Credit | Exemption | State Fund and CFO letter | State Fund and CD | Local Government Mechanism | Other | Other Description | Date Certified | Applicant Name | Applicant Title | Applicant Phone | Date Submitted to CERS | Date Accepted by Regulator | Regulator Comment | Regulator Agent Name | Regulator Name | Regulator Type
10128355 |  | Equinix LLC | 90402955 | Equinix LLC | 1920 E Maple Ave | El Segundo | 90245 | 37.2719 | -119.2702 | Confirmed/Updated Information | Other | 44044578 | Facility Owner | 2 | No |  | Equinix Operating Co, Inc. | (650) 598-6000 | One Lagoon Drive, 4th Floor | Redwood City | CA | 94065 | United States | Equinix LLC | (310) 524-4500 | 1920 E. Maple Ave | El Segundo | CA | 90245 | United States | Non-Government | Equinix LLC | (310) 524-4500 | 1920 E. Maple Ave | El Segundo | CA | 90245 | United States | No | No | Yes | No | No | No | No | No | No | No |  |  | Johnny V Lopez | Manager, Facility Operations | (310) 524-4502 | 2024-03-04 08:30 | 2024-03-28 07:44 |  | Jairo Garcia | El Segundo City Fire Department | CUPA
10128358 |  | Equinix LLC | 90402955 | Equinix LLC | 445 N Douglas St | El Segundo | 90245 | 37.2719 | -119.2702 | Confirmed/Updated Information | Other | 44044578 | Facility Owner | 2 | No |  | Equinix LLC | (310) 414-4900 | 445 N Douglas St | El Segundo | CA | 90245 | United States | Equinix LLC | (310) 414-4900 | 445 N Douglas St | El Segundo | CA | 90245 | United States | Non-Government | Equinix LLC | (310) 414-4900 | 445 N Douglas St | El Segundo | CA | 90245 | United States | No | No | Yes | No | No | No | No | No | No | No |  |  | Johnny V Lopez | Manager, Facilities Operations | (310) 414-4902 | 2024-03-04 08:58 | 2024-04-19 09:02 |  | Jairo Garcia | El Segundo City Fire Department | CUPA
10129003 | 1901330 | Chevron Products Company - Mktg Terminals | 90370213 | Chevron El Segundo Terminal, Gate #3 | 302 E. El Segundo Boulevard | El Segundo | 90245 | 37.2719 | -119.2702 | Permanent Facility Closure | Fuel Distribution | 44013913 | Tank Owner | 0 | No |  | Chevron Products Company | 310-615-5466 | 302 E. El Segundo Blvd. Gatre #3 | El Segundo | Ca | 90245 | United States | Chevron Products Company | 310-615-5466 | 302 El Segundo Blvd. | El Segundo | Ca | 90245 | United States | Non-Government | Chevron Products Company | 310-615-5466 | 302 E. El Segundo Blvd. Gate #3 | El Segundo | Ca | 90245 | United States | Yes | No | No | No | No | No | No | No | No | No |  |  | Todd Vanderveen | Terminal Manager | 714-465-0647 | 2020-02-26 08:37 | 2020-02-26 08:55 |  | Jairo Garcia | El Segundo City Fire Department | CUPA
10129318 | 19-003-300055 | Aerospace Corporation | 90094624 | The Aerospace Corporation | 2310 E El Segundo Blvd | El Segundo | 90245 | 33.9162 | -118.3827 | Confirmed/Updated Information | Motor Vehicle Fueling | 44008539 | Facility Operator | 2 | No |  | The Aerospace Corporation | 310-336-5000 | 2310 E. El Segundo Blvd. | El Segundo | CA | 90245 | United States | The Aerospace Corporation | 310-336-5000 | 2310 E. EL Segundo Blvd. | El Segundo | CA | 90245 | United States | Local Agency/District | The Aerospace Corproation | 310-336-5000 | 2310 E. El Segundo Blvd. | El Segundo | CA | 90245 | United States | No | No | No | Yes | No | No | Yes | No | No | No |  |  | Chris Voegtli | Occupation Health and Safety Staff 4 | 3103361357 | 2024-05-23 10:28 | 2024-06-13 10:12 |  | Jairo Garcia | El Segundo City Fire Department | CUPA
10131658 |  | Raytheon Company | 90101797 | Raytheon Company - E04 | 2006 E El Segundo Blvd | El Segundo | 90245 | 37.2719 | -119.2702 | Permanent Facility Closure | Other | 4400000 | Tank Owner | 0 | No |  | Raytheon Company | 310-647-4196 | 2000 E. El Segundo Blvd | El Segundo | CA | 90245 | United States | Raytheon Company | 310-647-4196 | 2000 E. El Segundo Blvd | El Segundo | CA | 90245 | United States | Non-Government | Raytheon Company | 310-647-4196 | 2000 E. El Segundo Blvd | El Segundo | CA | 90245 | United States | Yes | No | No | No | No | No | No | No | No | No |  |  | Glenn Portillo | EHSS Engineer | 310-647-9451 | 2019-06-04 14:01 | 2019-06-11 09:15 | Thank you. | James Carver | El Segundo City Fire Department | CUPA
10131661 |  | Raytheon Company | 90101797 | Raytheon Company - E05 | 2008 E El Segundo Blvd | El Segundo | 90245 | 37.2719 | -119.2702 | Confirmed/Updated Information | Fuel Distribution | 44009072 | Tank Owner | 2 | No |  | Raytheon Company | 310-647-4196 | 2000 E. El Segundo Blvd | El Segundo | CA | 90245 | United States | Raytheon Company | 310-647-4196 | 2000 E. El Segundo Blvd | El Segundo | CA | 90245 | United States | Non-Government | Raytheon Company | 310-647-4196 | 2000 E. El Segundo Blvd | El Segundo | CA | 90245 | United States | No | No | No | Yes | No | No | No | No | No | No |  |  | Glenn Portillo | EHSS Engineer | 310-647-9451 | 2024-03-01 08:32 | 2024-04-18 16:42 |  | Jairo Garcia | El Segundo City Fire Department | CUPA
10131670 |  | Raytheon Company | 90101797 | Raytheon Company - E22 | 2018 E El Segundo Blvd | El Segundo | 90245 | 37.2719 | -119.2702 | Permanent Facility Closure | Other | 44000000 | Tank Owner | 0 | No |  | Raytheon Company | 310-647-4196 | 2000 E. El Segundo Blvd | El Segundo | CA | 90245 | United States | Raytheon Company | 310-647-4196 | 2000 E. El Segundo Blvd | El Segundo | CA | 90245 | United States | Non-Government | Raytheon Company | 310-647-4196 | 2000 E. El Segundo Blvd | El Segundo | CA | 90245 | United States | Yes | No | No | No | No | No | No | No | No | No |  |  | Glenn Portillo | EHS Engineer | 310-647-9451 | 2019-06-04 14:02 | 2019-06-11 09:14 | Thank you. | James Carver | El Segundo City Fire Department | CUPA
10132168 |  | US Government, Los Angeles Air Force Base | 90105169 | US Government, Los Angeles Air Force Base | 483 N Aviation Blvd | El Segundo | 90245 | 33.922 | -118.3786 | Confirmed/Updated Information | Motor Vehicle Fueling | 44032063 | Facility Owner | 2 | No | Steven Weaver | US Government, Los Angeles Air Force Base | 310-653-5512 | 483 North Aviation Blvd. 61 CELS | El Segundo | CA | 90703 | United States | US Government, Los Angeles Air Force Base | 310-653-6110 | 483 North Aviation Blvd. 61 CELS | El Segundo | CA | 90245 | United States | Federal Agency | A. Dave Espili | 310-653-2832 | 483 N. Aviation Blvd. Building 252 | El Segundo | CA | 90245 | United States | No | No | No | No | No | Yes | No | No | No | No | [5 empty] | 2024-01-19 10:32 | 2024-03-11 16:18 |  | victor morales | El Segundo City Fire Department | CUPA
10155413 |  | Air Products Manaufacturing Corporation | 90129160 | Air Products Manufacturing Corporation - El Segundo | 2021 Rosecrans Ave | El Segundo | 90245 | 33.9027 | -118.3905 | Permanent Facility Closure | Other | 44035030 | Tank Operator | 0 | No |  | Air Products and Chemicals, Inc. | 610-481-4911 | 7201 Hamilton Boulevard | Allentown | PA | 18195 | United States | Air Products and Chemicals, Inc. | 610-481-4911 | 7201 Hamilton Boulevard | Allentown | PA | 18195 | United States | Non-Government | Air Products Manufacturing Corporation | 310-643-8691 | 2021 E. Rosecrans Avenue | El Segundo | CA | 90245 | United States | Yes | Yes | No | No | No | No | No | No | No | No |  |  | Jim Reebel | Pr. Environmental Engineer | 310-847-7300 x13 | 2017-02-27 09:10 | 2017-03-08 12:50 |  | James Carver | El Segundo City Fire Department | CUPA
10155549 | 30-0119 | PACIFIC BELL TELEPHONE COMPANY dba AT&T CALIFORNIA | 90002299 | AT&T California - A5110 | 201 S Douglas St | El Segundo | 90245 | 33.9144 | -118.3843 | Confirmed/Updated Information | Other | 44031914 | Tank Operator | 1 | No |  | Pacific Bell Telephone Company dba AT&T California | (800) 566-9347 | 311 S. Akard Street, 12th Floor | Dallas | TX | 75202 | United States | Pacific Bell Telephone Company dba AT&T California | (800) 566-9347 | 311 S. Akard Street, 12th Floor | Dallas | TX | 75202 | United States | Non-Government | Pacific Bell Telephone Company dba AT&T California | (800) 566-9347 | 311 S. Akard Street, 12th Floor | Dallas | TX | 75202 | United States | No | No | Yes | No | No | No | No | No | No | No |  |  | Lisa Espinosa | Manager - EH&S | (800) 566-9347 | 2024-05-31 07:18 | 2024-06-13 10:16 |  | Jairo Garcia | El Segundo City Fire Department | CUPA
10155769 |  | RAR2-Campus 2100,LLC | 90392995 | RAR2-CAMPUS 2100,LLC | 2100 E Grand Ave | El Segundo | 90245 | 33.9193 | -118.3906 | Permanent Facility Closure | Other | 44047774 | Facility Owner | 0 | No |  | Rhythm and Hues Studios LLC. | 310-448-7500 | 2100 East Grand Av. | El Segundo | Ca | 90245 | United States | John P. Hughes | 310-448-7500 | 2100 East Grand Av. | El Segundo | Ca | 90245 | United States | Non-Government | Todd E. Ezzell Sr. | 310-448-7640 | 2100 East Grand Ave. | El Segundo | Ca | 90245 | United States | Yes | No | No | No | No | No | No | No | No | No |  |  | Todd E. Ezell Sr | facility Supervisor DO | 310-448-7640 | 2017-08-16 15:26 | 2017-08-16 15:56 | Thank you for your submittal. | Genevieve Stewart | El Segundo City Fire Department | CUPA
10190397 |  | Chevron Products Company El Segundo | 90161722 | Chevron EF&S Division | 352 E El Segundo Blvd | El Segundo | 90245 |  |  | Confirmed/Updated Information | Motor Vehicle Fueling | 44031913 | Tank Owner | 1 | No |  | Chevron Corporation | 925-894-3232 | 6001 Bollinger Canyon Road | San Ramon | CA | 94583 | United States | Chevron Products Company | 310-615-5000 | 324 W. El Segundo Blvd | El Segundo | CA | 90245 | United States | Non-Government | Chevron Products Company | 310-615-5000 | 324 W. El Segundo Blvd | El Segundo | CA | 90245 | United States | No | Yes | No | No | No | No | No | No | No | No |  |  | Tim Brown | Battalion Chief | 310-615-4109 | 2024-05-13 17:41 | 2024-05-24 14:21 |  | Jairo Garcia | El Segundo City Fire Department | CUPA
10190413 |  | Chevron Products Company El Segundo | 90161722 | Chevron LSFO Complex Control Room | 520 E El Segundo Blvd | El Segundo | 90245 |  |  | Confirmed/Updated Information | Processor | 44000000 | Tank Owner | 2 | No |  | Chevron Corporation | 925-894-3232 | 6001 Bollinger Canyon Road | San Ramon | CA | 94583 | United States | Chevron Products Company | 310-615-5000 | 324 W. El Segundo Blvd | El Segundo | CA | 90245 | United States | Non-Government | Chevron Products Company | 310-615-5000 | 324 W. El Segundo Blvd. | El Segundo | CA | 90245 | United States | No | Yes | No | No | No | No | No | No | No | No |  |  | Byron Spencer | Operating Assistant | 310-615-5000 | 2024-05-13 17:21 | 2024-05-24 14:18 |  | Jairo Garcia | El Segundo City Fire Department | CUPA
10190423 |  | Chevron Products Company El Segundo | 90161722 | Chevron Isomax Complex Control Room | 1290 E El Segundo Blvd | El Segundo | 90245 |  |  | Confirmed/Updated Information | Processor | 44000000 | Tank Owner | 1 | No |  | Chevron Corporation | 925-842-3232 | 8001 Bollinger Canyon Road | San Ramon | CA | 94583 | United States | Chevron Products Company | 310-615-5000 | 324 W. El Segundo Blvd | El Segundo | CA | 90245 | United States | Non-Government | Chervon Products Company | 310-615-5000 | 324 W. El Segundo Blvd. | El Segundo | CA | 90245 | United States | No | Yes | No | No | No | No | No | No | No | No |  |  | Bryan Baylor | Operating Assistant | 310-615-5000 | 2024-05-13 17:34 | 2024-05-24 14:19 |  | Jairo Garcia | El Segundo City Fire Department | CUPA
10206673 |  | Circle K Stores Inc. | 90141874 | Circle K Stores Inc. Site #2709416 | 765 N Pacific Coast Hwy | El Segundo | 90245 | 33.9265 | -118.3965 | Confirmed/Updated Information | Motor Vehicle Fueling | 44032073 | Tank Owner | 4 | No |  | The Motta Family Partnership | 310-962-5233 | 1513 E. Elm Ave | El Segundo | CA | 90245 | United States | Circle K Stores Inc. | 657-262-2358 | P.O. Box 52085, Attn: Environmental | Phoenix | AZ | 85072 | United States | Non-Government | Circle K Stores Inc. | 657-262-2358 | P.O. Box 52085, Attn: Environmental | Phoenix | AZ | 85072 | United States | No | Yes | No | No | No | No | No | No | No | No |  |  | Robert Velasco | Agent For Circle K | 661-250-9300 | 2024-05-07 16:29 | 2024-05-24 14:14 |  | Jairo Garcia | El Segundo City Fire Department | CUPA
10401061 |  | Digital Realty Trust, LP | 90579550 | Digital 2260 East El Segundo, LLC | 2260 E El Segundo Blvd | El Segundo | 90245 | 33.9156 | -118.3844 | Confirmed/Updated Information | Other | 44048656 | Facility Owner | 2 | No |  | Digital 2260 EAST EL SEGUNDO, LLC | 310-343-7217 | 2260 E El Segundo Blvd. | El Segundo | CA | 90245 | United States | Digital 2260 EAST EL SEGUNDO, LLC | 310-343-7217 | 2260 E El Segundo Blvd. | El Segundo | CA | 90245 | United States | Non-Government | Digital 2260 EAST EL SEGUNDO, LLC | 310-343-7217 | 2260 E El Segundo Blvd. | El Segundo | CA | 90245 | United States | No | No | Yes | No | No | No | No | No | No | No | [5 empty] | 2024-03-25 10:39 | 2024-04-19 15:15 |  | Jairo Garcia | El Segundo City Fire Department | CUPA
10401328 |  | el segundo power llc | 90363727 | EL SEGUNDO GENERATING STATION | 301 Vista Del Mar | El Segundo | 90245 | 33.9165 | -118.4277 | Confirmed/Updated Information | Other | 44000000 | Facility Owner | 1 | No |  | El Segundo Power, LLC | (310) 615-6030 | 301 Vista Del Mar | El Segundo | CA | 90245 | United States | El Segundo Power, LLC | (310) 615-6030 | 301 Vista Del Mar | El Segundo | CA | 90245 | United States | Non-Government | El Segundo Power, LLC | (310) 615-6030 | 301 Vista Del Mar | El Segundo | CA | 90245 | United States | No | No | Yes | No | No | No | No | No | No | No |  |  | Ken H. Riesz, Sr. | PLANT MANAGER | (310) 615-6030 | 2024-05-30 23:04 | 2024-06-10 14:35 |  | victor morales | El Segundo City Fire Department | CUPA
10407778 |  | El Segundo Gas, Inc. | 90608476 | Chevron Station# 90634 | 232 Main St | El Segundo | 90245 | 33.9183 | -118.4159 | Confirmed/Updated Information | Motor Vehicle Fueling | 44051961 | Facility Owner | 3 | No |  | Jitender Roperia | (310)322-2614 | 232 Main Street | El Segundo | CA | 90245 | United States | Jitender Roperia | (310)322-2614 | 232 Main Street | El Segundo | CA | 90245 | United States | Non-Government | Jitender Roperia | (310)322-2614 | 232 Main Street | El Segundo | CA | 90245 | United States | No | No | Yes | No | No | No | No | No | No | No | [5 empty] | 2024-04-09 18:52 | 2024-04-18 16:07 |  | Jairo Garcia | El Segundo City Fire Department | CUPA
10407793 |  | Chevron Products Company (A Division of Chevron U.S.A. Inc.) | 90196153 | Chevron Station# 97879 | 101 S Pacific Coast Hwy | El Segundo | 90245 | 33.9163 | -118.3962 | Confirmed/Updated Information | Motor Vehicle Fueling | 44031913 | Tank Owner | 3 | No |  | CHEVRON PRODUCTS COMPANY (A DIVISION OF CHEVRON U.S.A. INC.) | 925-842-9002 | P.O. BOX 6004, ATTN: PERMIT DESK | SAN RAMON | CA | 94583 | United States | CHEVRON PRODUCTS COMPANY (A DIVISION OF CHEVRON U.S.A. INC.) | 925-842-9002 | P.O. BOX 6004, ATTN: PERMIT DESK | SAN RAMON | CA | 94583 | United States | Non-Government | CHEVRON PRODUCTS COMPANY (A DIVISION OF CHEVRON U.S.A. INC.) | 925-842-9002 | P.O. BOX 6004, ATTN: PERMIT DESK | SAN RAMON | CA | 94583 | United States | No | No | No | No | Yes | No | No | No | No | No |  |  | CHARLES BITTLE - 6/23/2016 | RETAIL HES | 925-842-9002 | 2024-06-09 09:21 | 2024-06-13 10:44 |  | Jairo Garcia | El Segundo City Fire Department | CUPA
10409941 |  | Chevron Products Company (A Division of Chevron U.S.A. Inc.) | 90196153 | Chevron Station# 97608 | 601 S Vista Del Mar | El Segundo | 90245 |  |  | Confirmed/Updated Information | Motor Vehicle Fueling | 44031913 | Tank Owner | 3 | No |  | CHEVRON PRODUCTS COMPANY (A DIVISION OF CHEVRON U.S.A. INC.) | 925-842-9002 | P.O. BOX 6004, ATTN: PERMIT DESK | SAN RAMON | CA | 94583 | United States | CHEVRON PRODUCTS COMPANY (A DIVISION OF CHEVRON U.S.A. INC.) | 925-842-9002 | P.O. BOX 6004, ATTN: PERMIT DESK | SAN RAMON | CA | 94583 | United States | Non-Government | CHEVRON PRODUCTS COMPANY (A DIVISION OF CHEVRON U.S.A. INC.) | 925-842-9002 | P.O. BOX 6004, ATTN: PERMIT DESK | SAN RAMON | CA | 94583 | United States | No | No | No | No | Yes | No | No | No | No | No |  |  | CHARLES BITTLE - 12/8/2015 | RETAIL HES | 925-842-9002 | 2024-05-07 09:31 | 2024-05-23 16:04 |  | Jairo Garcia | El Segundo City Fire Department | CUPA
10412284 | 19-003-300270 | 2160 Grand PO, LLC | 90765592 | MSSDF-OFCB EL SEGUNDO LLC c/o LPC WEST LP | 2160 E Grand Ave | El Segundo | 90245 | 33.9187 | -118.3883 | Confirmed/Updated Information | Other | 44047607 | Facility Operator | 1 | No |  | MSSDF-OFCB EL SEGUNDO c/o LPC WEST LP | 310-642-1001 | 2160 E.Grand Ave, | El Segundo | CA | 90245 | United States | MSSDF-OFCB EL SEGUNDO c/o LPC WEST LP | 310.642.1001 | 2160 E.Grand Ave, | El Segundo | CA | 90245 | United States | Non-Government | MSSDF-OFCB EL SEGUNDO c/o LPC WEST LP | 310.642.1001 | 340 N Pacific Coast Highway | El Segundo | CA | 90245 | United States | No | No | Yes | No | No | No | No | No | No | No |  |  | Dianne Tartaglini | REFM Manager - US&C West Region | 310.341.8151 | 2024-05-08 11:47 | 2024-05-14 15:17 |  | Jairo Garcia | El Segundo City Fire Department | CUPA
10416640 |  | Chevron Products Company El Segundo | 90161722 | Chevron Blending and Shipping Contol Room | 228 W El Segundo Blvd | El Segundo | 90245 |  |  | Permanent Facility Closure | Processor | 44031913 | Tank Owner | 0 | No |  | Chevron Corporations | 925-842-3232 | 6001 Bollinger Canyon Road | San Ramon | CA | 94583 | United States | Chevron Products Company | 310-615-5000 | 324 W. El Segundo Blvd | El Segundo | CA | 90245 | United States | Non-Government | Chevron Products Company | 310-615-5000 | 324 W. El Segundo Blvd | El Segundo | CA | 90245 | United States | Yes | Yes | No | No | No | No | No | No | No | No |  |  | Loren Mouw | Operating Assistant | 310-615-5000 | 2019-08-21 15:54 | 2019-08-21 16:04 |  | Jairo Garcia | El Segundo City Fire Department | CUPA
10417963 | 19-013-30 | Bob's Union, Inc. | 90369721 | Bob's Union, Inc. | 770 N Pacific Coast Hwy | El Segundo | 90245 | 33.9267 | -118.3959 | Confirmed/Updated Information | Motor Vehicle Fueling | 44047002 | Tank Owner | 3 | No |  | 770 Sepulveda LLC | (310) 640-0970 | 770 N. Pacific Coast Hwy. | El Segundo | CA | 90245 | United States | Bob's Union, Inc. | (310) 640-0970 | 770 N. Pacific Coast Hwy. | El Segundo | CA | 90245 | United States | Non-Government | Bob's Union, Inc. | (310) 640-0970 | 770 N. Pacific Coast Hwy. | El Segundo | CA | 90245 | United States | No | No | Yes | No | No | No | No | No | No | No |  |  | Ara Kizarian | Vice-President | (310) 466-1172 | 2024-03-11 20:11 | 2024-04-19 15:08 |  | Jairo Garcia | El Segundo City Fire Department | CUPA
10424827 | 10 013 300071 | City Of El Segundo - Maintenance Facility | 90372652 | City Of El Segundo - Maintenance Facility | 150 Illinois St | El Segundo | 90245 | 33.9168 | -118.3983 | Renewal Permit | Motor Vehicle Fueling | 44008693 | Tank Owner | 5 | No |  | CITY OF EL SEGUNDO | (310) 524-2300 | 350 MAIN STREET | EL SEGUNDO | CA | 90245 | United States | CITY OF EL SEGUNDO | (310) 524-2300 | 350 MAIN STREET | EL SEGUNDO | CA | 960245 | United States | Local Agency/District | CITY OF EL SEGUNDO | (310) 524-2300 | 350 MAIN STREET | EL SEGUNDO | CA | 90245 | United States | No | No | Yes | No | No | No | No | No | No | No | [5 empty] | 2024-07-18 09:11 | 2024-07-19 11:07 |  | Jairo Garcia | El Segundo City Fire Department | CUPA
10454284 |  | Airport 5 Star | 90394546 | Airport 5 Star | 603 N Pacific Coast Hwy | El Segundo | 90245 | 33.9238 | -118.3965 | Renewal Permit | Motor Vehicle Fueling | 44045417 | Facility Owner | 2 | No |  | AIRPORT 5 STAR | 310-877-3958 | 603 N pacific coast hw | EL SEGUNDO | CA | 90245 | United States | AIRPORT 5 STAR | 310-877-3958 | 603 N pacific coast hwy | EL SEGUNDO | CA | 90245 | United States | Non-Government | AIRPORT 5 STAR | 310-877-3958 | 603 N pacific coast hw | EL SEGUNDO | CA | 90245 | United States | No | No | No | No | No | No | Yes | No | No | No |  |  | SHAWN SANIEOFF | OWNER | 310-877-3958 | 2024-04-25 10:46 | 2024-04-25 10:51 |  | Jairo Garcia | El Segundo City Fire Department | CUPA
10473028 |  | 101 Continental | 90756280 | 101 Continental | 101 Continental Blvd | El Segundo | 90245 | 33.9166 | -118.391 | Confirmed/Updated Information | Other | 44051587 | Facility Owner | 1 | No |  | TA 101 Continental LLC | 9498522030 | 1301 Dove Street, Suite 860 | Newport Beach | CA | 92660 | United States | TA 101 Continental LLC | 9498522030 | 1301 Dove Street, Suite 860 | Newport Beach | CA | 92660 | United States | Non-Government | Newmark | 310-998-7811 | 101 Continental Blvd., Suite 230 | El Segundo | CA | 90245 | United States | No | No | Yes | No | No | No | No | No | No | No | [5 empty] | 2024-02-29 19:21 | 2024-04-18 16:28 |  | Jairo Garcia | El Segundo City Fire Department | CUPA
10585963 |  | Continental Plaza | 90550291 | Continental Plaza | 2141 Rosecrans Ave. | El Segundo | 90245 | 33.902 | -118.387 | Renewal Permit | Other | 44045858 | Facility Operator | 1 | No |  | The C.P. Plaza LLC. | 3106401520 | PO BOX 916 | EL SEGUNDO | CA | 90245-0916 | United States | The Plaza CP LLC | 3106401520 | PO BOX 916 | El Segundo | CA | 90245-0916 | United States | Non-Government | The CP Plaza LLC | 3106401520 | PO BOX 916 | EL SEGUNDO | CA | 90245-0916 | United States | Yes | No | No | No | No | No | No | No | No | No | [5 empty] | 2024-04-04 18:46 | 2024-04-19 15:37 |  | Jairo Garcia | El Segundo City Fire Department | CUPA
10643986 |  | The Bailey Family Trust | 90603730 | The Bailey Family Trust | 443 Virginia St | El Segundo | 90245 | 33.9221 | -118.4198 | Permanent Facility Closure | Other | 44000000 | Tank Owner | 0 | No |  | The Bailey Family Trust | 3109205625 | 443 Virginia Street | El Segundo | CA | 90245 | United States | The Bailey Family Trust | 3109205625 | 443 Virginia Street | El Segundo | CA | 90245 | United States | Non-Government | The Bailey Family Trust | 3109205625 | 443 Virginia Street | El Segundo | CA | 90245 | United States | Yes | No | No | No | No | No | No | No | No | No |  |  | Wendy Bailey | Trustee | 3109205625 | 2016-10-26 13:10 | 2016-11-28 08:44 |  | James Carver | El Segundo City Fire Department | CUPA

## UST Tank & Monitoring Plan Info
Facility Identification and Location | [7 empty] | General UST Tank Permit Info | [10 empty] | Tank Use and Contents |  |  |  |  | Tank Construction |  |  |  |  | Tank Overfill Prevention |  |  |  | Product / Waste Piping Construction | [6 empty] | Vent Piping Construction |  |  |  | Vent Piping Transition Sumps | Vapor Recovery (VR) Piping Construction |  |  |  | Riser / Fill Pipe Piping Construction |  |  |  | Fill Components Installed |  |  | Under Dispenser Containment (UDC) |  |  | Corrosion Prevention |  |  | UST Tank Certification / Applicant Information |  |  | Equipment Testing and Preventive Maintenance |  | Site Plot Plan Submitted | Continuous Electronic Tank Monitoring | [5 empty] | Automatic Tank Gauging | [8 empty] | Monthly Statistical Inventory Reconciliation | Weekly Manual Tank Gauge |  | Tank Integrity Testing |  |  | Other Tank Monitoring |  | Continuous Monitoring of Piping Secondary Containment | [7 empty] | Mechanical Line Leak Detector Performs 3 GPH Leak Test |  |  | Electronic Line Leak Detector Performs 3 GPH Leak Test | [5 empty] | Pipeline Integrity Testing |  |  | Visual Pipeline Monitoring |  | Suction Piping Meets Exemption Criteria | No Regulated Piping Per Health and Safety Code, Division 20, Chapter 6.7 Is Connected To The Tank System | Other Pipeline Monitoring |  | Under Dispenser Containment (UDC) Monitoring | [12 empty] | Periodic System Testing |  |  | Recordkeeping | [7 empty] | Training | [9 empty] | Comments and Additional Information | Personnel Responsibilities |  |  |  | UST Monitoring Plan Certification / Applicant Information |  |  |  | Submittal / Acceptance Information |  |  | Regulator Information
1a | 1 |  |  | 3 | 103 | 104 |  | 430 | 432 | 432-a | 433 | 434 | 436 | 435 | 430-a | 430-b | 437 | 438 | 439 | 439a | 440 | 440a | 440b | 443 | 444 | 444a | 445 | 445a | 452a | 452b | 452c | 452d | 460 | 458 | 464 | 464a | 464b | 464c | 464d | 464e | 464e1 | 464f | 464f1 | 464i | 464g | 464g1 | 464h | 464h1 | 464j | 464j1 | 464k | 464k1 | 451-a | 451-b | 451-c | 469a | 469b | 469c | 448a | 448b | 448c | 470 | 471 | 472 | 490-3a | 490-3b | 490-4 | 490-5 | 490-6 | 490-7 | 490-8 | 490-9 | 490-10 | 490-11 | 490-12 | 490-13 | 490-14 | 490-15 | 490-16 | 490-17 | 490-18 | 490-19 | 490-20 | 490-21 | 490-22 | 490-23 | 490-24 | 490-25 | 490-26 | 490-27 | 490-28 | 490-29 | 490-30 | 490-31 | 490-32 | 490-33 | 490-34 | 490-35 | 490-36 | 490-37 | 490-38 | 490-39 | 490-40 | 490-41 | 490-42 | 490-43 | 490-44 | 490-45 | 490-46 | 490-47 | 490-48 | 490-49 | 490-50 | 490-51 | 490-52 | 490-53 | 490-54a | 490-54b | 490-55 | 490-56 | 490-57 | 490-58 | 490-59 | 490-60 | 490-61 | 490-62 | 490-63 | 490-64a | 490-64b | 490-65 | 490-66 | 490-67 | 490-68a | 490-68b | 490-68c | 490-68d | 490-68e | 490-68f | 490-68g | 490-68h | 490-69a | 490-69b | 490-69c | 490-69d | 490-69e | 490-69f | 490-69g | 490-69h | 490-69i | 490-70 | 490-71 | 490-72 | 490-73 | 490-74 | 490-75 | 490-76 | 490-77 | 490-78 | 490-79
CERS ID | Facility ID | Organization Name | Organization Code | Facility Name | Facility Street Address | Facility City | Facility ZIP Code | Type of Action | Tank ID # | CERS TankID | Tank Manufacturer | Tank Configuration | Tank Capacity In Gallons | Date UST System Installed | Date UST Permanently Closed | Date Existing UST Discovered | Number of Compartments in the Unit | Additional Description | Tank Use | Specify Other Tank Use | Tank Contents | Specify Other Petroleum | Specify Other Non-Petroleum | Type of Tank | Tank Primary Containment Construction | Other Primary Containment Construction | Tank Secondary Containment Construction | Other Secondary Containment Construction | Audible/ Visual Alarms | Ball Float | Fill Tube Shut-Off Valve | Exempt | Piping Construction | Piping System Type | Primary Containment Construction | Other Primary Containment Construction | Secondary Containment Construction | Other Secondary Containment Construction | Piping/Turbine Containment Sump | Primary Containment Construction | Other Primary Containment Construction | Secondary Containment Construction | Other Secondary Containment Construction | Vent Piping Transition Sumps | Primary Containment Construction | Other Primary Containment Construction | Secondary Containment Construction | Other Secondary Containment Construction | Primary Containment Construction | Other Primary Containment Construction | Secondary Containment Construction | Other Secondary Containment Construction | Spill Bucket Installed | Striker Plate / Bottom Protector Installed | Containment Sump | Construction Type | Construction Material | Other Construction Material | Sacrificial Anode | Impressed Current | Isolation | Date Certified | Applicant Name | Applicant Title | Monitoring Equipment Serviced | Other Frequency of Monitoring Equipment Service | Site Plot Plan Submitted | Continuous Electronic Tank Monitoring | Tank Secondary Containment System | Electronic Monitor Panel Manufacturer | Electronic Monitor Panel Model # | Leak Sensor Manufacturer | Leak Sensor Model # | Automatic Tank Gauging | ATG Panel Manufacturer | ATG Model # | In-Tank Probe Manufacturer | In-tank Probe Model # | Tank Leak Test Frequency | Other Leak Test Frequency | Programmed Tank Tests | Other Programmed Tests | Monthly Statistical Inventory Reconciliation | Weekly Manual Tank Gauge | Tank Gauging Test Period | Tank Integrity Testing | Tank Integrity Testing Frequency | Other Tank Integrity Testing Frequency | Other Monitoring | Specify Other Monitoring | Continuous Monitoring of Piping Secondary Containment | Piping Secondary Containment | Panel Manufacturer | Panel Model # | Leak Sensor Manufacturer | Leak Sensor Model # | Leak Alarm Triggers Automatic Pump Shutdown | Failure/Disconnect Triggers Pump Shutdown | Mechanical Line Leak Detector Performs 3 GPH Leak Test | MLLD Manufacturer | MLLD Model # | Electronic Line Leak Detector Performs 3 GPH Leak Test | ELLD Manufacturer | ELLD Model # | ELLD Programmed In-Line Testing | ELLD Triggers Automatic Pump Shutdown | ELLD Failure/Disconnect Triggers Automatic Shutdown | Pipeline Integrity Testing | Pipeline Integrity Testing Frequency | Other Pipeline Integrity Testing Frequency | Visual Pipeline Monitoring | Visual Pipeline Monitoring Frequency | Suction Piping Meets Exemption Criteria | No Regulated Piping Per Health and Safety Code, Division 20, Chapter 6.7 Is Connected To The Tank System | Other Pipeline Monitoring | Other Pipeline Monitoring Description | UDC Monitoring | Other UDC Monitoring | UDC Panel Manufacturer | UDC Panel Model # | UDC Leak Sensor Manufacturer | UDC Leak Sensor Model # | Detection of Leak into UDC Triggers Audible and Visual Alarms | UDC Leak Alarm Triggers Automatic Pump Shutdown | Failure/Disconnection of UDC Monitoring System Triggers Automatic Pump Shutdown | UDC Monitoring Stops Flow of Product at Dispenser | UDC Construction | UDC Secondary Containment Monitoring | Leak Within Secondary Containment of UDC Causes Audible and Visual Alarms | ELD Testing | Secondary Containment Testing | Spill Bucket Testing | Alarm Logs | Visual Inspection Records | Tank Integrity Testing Results | SIR Testing Results | Tank Gauging Results | ATG Testing Results | Corrosion Protection Logs | Equipment Maintenance and Calibration Records | Personnel with UST Monitoring Responsibilities are Familiar with Training Documents | UST Monitoring Plan | Operating Manuals | CA UST Regulations | CA UST Law | SWRCB Handbook for Tank Owners - Manual and SIR | SWRCB Publication: Understanding Automatic Tank Gauging Systems | Other Training Documents | Other Training Documents Description | Designated Operator Training | Comments and Additional Information | Name of First Person Having Responsibility | Title of First Person Having Responsibility | Name of Second Person Having Responsibility | Title of Second Person Having Responsibility | Signature Representation | Signature Date | Applicant Name | Applicant Title | Date Submitted to CERS | Date Accepted by Regulator | Regulator Agent Name | Regulator Name | Regulator Type
10128355 |  | Equinix LLC | 90402955 | Equinix LLC | 1920 E Maple Ave | El Segundo | 90245 | Confirmed/Updated Information | UST # 1 | 10128355-001 | Modern Welding | A Stand-alone Tank | 30000 | 2000-08-15 |  |  | 1 |  | Emergency Generator Fuel |  | Diesel |  |  | Double Wall | Steel |  | Steel |  | Yes | No | Yes | No | Double-walled | Pressure | Flexible |  | Flexible |  | Single-walled | Fiberglass |  | Fiberglass |  | Single-walled | None |  | None |  | Steel |  | Fiberglass |  | Fill Components Installed 451-a: Yes; Fill Components Installed 451-b: Yes; Fill Components Installed 451-c: Yes; Under Dispenser Containment (UDC) 469a: No Dispensers; Corrosion Prevention 448a: No; Corrosion Prevention 448b: No; Corrosion Prevention 448c: Yes; UST Tank Certification / Applicant Information 471: Johnny V. Lopez; UST Tank Certification / Applicant Information 472: Manager, Facility Operations; Equipment Testing and Preventive Maintenance 490-3a: Annually; Site Plot Plan Submitted 490-4: Site Plan Previously Submitted; Continuous Electronic Tank Monitoring 490-5: Yes; Continuous Electronic Tank Monitoring 490-6: Dry; Continuous Electronic Tank Monitoring 490-7: Veeder Root; Continuous Electronic Tank Monitoring 490-8: TLS-350; Continuous Electronic Tank Monitoring 490-9: Veeder Root; Continuous Electronic Tank Monitoring 490-10: 420; Automatic Tank Gauging 490-11: No; Monthly Statistical Inventory Reconciliation 490-20: No; Weekly Manual Tank Gauge 490-21: No; Tank Integrity Testing 490-23: Yes; Tank Integrity Testing 490-24: Other; Other Tank Monitoring 490-26: No; Continuous Monitoring of Piping Secondary Containment 490-28: Yes; Continuous Monitoring of Piping Secondary Containment 490-29: Dry; Continuous Monitoring of Piping Secondary Containment 490-30: Veeder Root; Continuous Monitoring of Piping Secondary Containment 490-31: Veeder Root; Continuous Monitoring of Piping Secondary Containment 490-32: TLS-350; Continuous Monitoring of Piping Secondary Containment 490-33: 208; Mechanical Line Leak Detector Performs 3 GPH Leak Test 490-36: No; Electronic Line Leak Detector Performs 3 GPH Leak Test 490-39: Yes; Electronic Line Leak Detector Performs 3 GPH Leak Test 490-40: Veeder Root; Electronic Line Leak Detector Performs 3 GPH Leak Test 490-41: PLLD 8484; Electronic Line Leak Detector Performs 3 GPH Leak Test 490-43: No; Electronic Line Leak Detector Performs 3 GPH Leak Test 490-44: No; Pipeline Integrity Testing 490-45: Yes; Pipeline Integrity Testing 490-46: Every 3 Years; Visual Pipeline Monitoring 490-48: No; Suction Piping Meets Exemption Criteria 490-50: No; No Regulated Piping Per Health and Safety Code, Division 20, Chapter 6.7 Is Connected To The Tank System 490-51: No; Other Pipeline Monitoring 490-52: No; Under Dispenser Containment (UDC) Monitoring 490-54a: No Dispensers; Periodic System Testing 490-65: No; Periodic System Testing 490-66: Yes; Periodic System Testing 490-67: Yes; Recordkeeping 490-68a: Yes; Recordkeeping 490-68b: Yes; Recordkeeping 490-68c: No; Recordkeeping 490-68d: No; Recordkeeping 490-68e: No; Recordkeeping 490-68f: Yes; Recordkeeping 490-68g: No; Recordkeeping 490-68h: No; Training 490-69a: Yes; Training 490-70: Yes; Personnel Responsibilities 490-72: Johnny V. Lopez; Personnel Responsibilities 490-73: Manager, Facility Operations; Personnel Responsibilities 490-74: Thai C. Nguyen; Personnel Responsibilities 490-75: Site Lead Engineer; UST Monitoring Plan Certification / Applicant Information 490-76: Tank Owner/Operator; UST Monitoring Plan Certification / Applicant Information 490-78: Johnny V. Lopez; UST Monitoring Plan Certification / Applicant Information 490-79: Manager, Facility Operations | 2024-03-04 08:30 | 2024-03-28 07:44 | Jairo Garcia | El Segundo City Fire Department | CUPA
10128355 |  | Equinix LLC | 90402955 | Equinix LLC | 1920 E Maple Ave | El Segundo | 90245 | Confirmed/Updated Information | UST # 2 | 10128355-002 | Modern Welding | A Stand-alone Tank | 30000 | 2000-08-15 |  |  | 1 |  | Emergency Generator Fuel |  | Diesel |  |  | Double Wall | Steel |  | Steel |  | Yes | No | Yes | No | Double-walled | Pressure | Flexible |  | Flexible |  | Single-walled | Fiberglass |  | Fiberglass |  | Single-walled | None |  | None |  | Steel |  | Fiberglass |  | Fill Components Installed 451-a: Yes; Fill Components Installed 451-b: Yes; Fill Components Installed 451-c: Yes; Under Dispenser Containment (UDC) 469a: No Dispensers; Corrosion Prevention 448a: No; Corrosion Prevention 448b: No; Corrosion Prevention 448c: Yes; UST Tank Certification / Applicant Information 471: Johnny V. Lopez; UST Tank Certification / Applicant Information 472: Manager, Facility Operations; Equipment Testing and Preventive Maintenance 490-3a: Annually; Site Plot Plan Submitted 490-4: Site Plan Previously Submitted; Continuous Electronic Tank Monitoring 490-5: Yes; Continuous Electronic Tank Monitoring 490-6: Dry; Continuous Electronic Tank Monitoring 490-7: Veeder Root; Continuous Electronic Tank Monitoring 490-8: TLS-350; Continuous Electronic Tank Monitoring 490-9: Veeder Root; Continuous Electronic Tank Monitoring 490-10: 420; Automatic Tank Gauging 490-11: No; Monthly Statistical Inventory Reconciliation 490-20: No; Weekly Manual Tank Gauge 490-21: No; Tank Integrity Testing 490-23: Yes; Tank Integrity Testing 490-24: Other; Other Tank Monitoring 490-26: No; Continuous Monitoring of Piping Secondary Containment 490-28: Yes; Continuous Monitoring of Piping Secondary Containment 490-29: Dry; Continuous Monitoring of Piping Secondary Containment 490-30: Veeder Root; Continuous Monitoring of Piping Secondary Containment 490-31: Veeder Root; Continuous Monitoring of Piping Secondary Containment 490-32: TLS-350; Continuous Monitoring of Piping Secondary Containment 490-33: 208; Mechanical Line Leak Detector Performs 3 GPH Leak Test 490-36: No; Electronic Line Leak Detector Performs 3 GPH Leak Test 490-39: Yes; Electronic Line Leak Detector Performs 3 GPH Leak Test 490-40: Veeder Root; Electronic Line Leak Detector Performs 3 GPH Leak Test 490-41: PLLD 8484; Electronic Line Leak Detector Performs 3 GPH Leak Test 490-43: No; Electronic Line Leak Detector Performs 3 GPH Leak Test 490-44: No; Pipeline Integrity Testing 490-45: Yes; Pipeline Integrity Testing 490-46: Every 3 Years; Visual Pipeline Monitoring 490-48: No; Suction Piping Meets Exemption Criteria 490-50: No; No Regulated Piping Per Health and Safety Code, Division 20, Chapter 6.7 Is Connected To The Tank System 490-51: No; Other Pipeline Monitoring 490-52: No; Under Dispenser Containment (UDC) Monitoring 490-54a: No Dispensers; Periodic System Testing 490-65: No; Periodic System Testing 490-66: Yes; Periodic System Testing 490-67: Yes; Recordkeeping 490-68a: Yes; Recordkeeping 490-68b: Yes; Recordkeeping 490-68c: No; Recordkeeping 490-68d: No; Recordkeeping 490-68e: No; Recordkeeping 490-68f: Yes; Recordkeeping 490-68g: No; Recordkeeping 490-68h: No; Training 490-69a: Yes; Training 490-70: Yes; Personnel Responsibilities 490-72: Johnny V. Lopez; Personnel Responsibilities 490-73: Manager, Facility Operations; Personnel Responsibilities 490-74: Thai C. Nguyen; Personnel Responsibilities 490-75: Site Lead Engineer; UST Monitoring Plan Certification / Applicant Information 490-76: Tank Owner/Operator; UST Monitoring Plan Certification / Applicant Information 490-78: Johnny V. Lopez; UST Monitoring Plan Certification / Applicant Information 490-79: Manager, Facility Operations | 2024-03-04 08:30 | 2024-03-28 07:44 | Jairo Garcia | El Segundo City Fire Department | CUPA
10128358 |  | Equinix LLC | 90402955 | Equinix LLC | 445 N Douglas St | El Segundo | 90245 | Confirmed/Updated Information | TK-1 DSL | 10128358-001 | Modern | A Stand-alone Tank | 30000 | 2009-07-01 |  |  | 1 |  | Emergency Generator Fuel |  | Diesel |  |  | Double Wall | Fiberglass |  | Fiberglass |  | Yes | No | No | No | Double-walled | Conventional Suction | Other |  | Other | FRP |  | Other |  | Other | FRP | Double-walled | None |  | None |  | Steel |  | Steel |  | Fill Components Installed 451-a: Yes; Fill Components Installed 451-b: Yes; Fill Components Installed 451-c: Yes; Under Dispenser Containment (UDC) 469a: No Dispensers; Corrosion Prevention 448a: No; Corrosion Prevention 448b: No; Corrosion Prevention 448c: Yes; UST Tank Certification / Applicant Information 471: Johnny V Lopez; UST Tank Certification / Applicant Information 472: Manager, Facilities Operations; Equipment Testing and Preventive Maintenance 490-3a: Annually; Site Plot Plan Submitted 490-4: New Plan Submitted; Continuous Electronic Tank Monitoring 490-5: Yes; Continuous Electronic Tank Monitoring 490-6: Under Vacuum; Continuous Electronic Tank Monitoring 490-7: Veeder-Root; Continuous Electronic Tank Monitoring 490-8: TLS-350; Continuous Electronic Tank Monitoring 490-9: Veeder-Root; Continuous Electronic Tank Monitoring 490-10: 794380-304; Automatic Tank Gauging 490-11: Yes; Automatic Tank Gauging 490-12: Veeder Root; Automatic Tank Gauging 490-13: TLS-350; Automatic Tank Gauging 490-14: Veeder Root; Automatic Tank Gauging 490-15: 846390-111; Automatic Tank Gauging 490-16: Other; Monthly Statistical Inventory Reconciliation 490-20: No; Weekly Manual Tank Gauge 490-21: No; Tank Integrity Testing 490-23: No; Other Tank Monitoring 490-26: No; Continuous Monitoring of Piping Secondary Containment 490-28: Yes; Continuous Monitoring of Piping Secondary Containment 490-29: Under Vacuum; Continuous Monitoring of Piping Secondary Containment 490-30: Veeder-Root; Continuous Monitoring of Piping Secondary Containment 490-31: TLS-350; Continuous Monitoring of Piping Secondary Containment 490-32: Veeder-Root; Continuous Monitoring of Piping Secondary Containment 490-33: 330020-467; Mechanical Line Leak Detector Performs 3 GPH Leak Test 490-36: No; Electronic Line Leak Detector Performs 3 GPH Leak Test 490-39: No; Pipeline Integrity Testing 490-45: No; Visual Pipeline Monitoring 490-48: No; Suction Piping Meets Exemption Criteria 490-50: Yes; No Regulated Piping Per Health and Safety Code, Division 20, Chapter 6.7 Is Connected To The Tank System 490-51: No; Other Pipeline Monitoring 490-52: No; Under Dispenser Containment (UDC) Monitoring 490-54a: No Dispensers; Periodic System Testing 490-65: No; Periodic System Testing 490-66: No; Periodic System Testing 490-67: Yes; Recordkeeping 490-68a: Yes; Recordkeeping 490-68b: Yes; Recordkeeping 490-68c: Yes; Recordkeeping 490-68d: No; Recordkeeping 490-68e: No; Recordkeeping 490-68f: No; Recordkeeping 490-68g: No; Recordkeeping 490-68h: Yes; Training 490-69a: Yes; Training 490-70: Yes; Personnel Responsibilities 490-72: Johnny Lopez; Personnel Responsibilities 490-73: Manager, Facility Operations; Personnel Responsibilities 490-74: Ivan Flores; Personnel Responsibilities 490-75: Site Lead Engineer; UST Monitoring Plan Certification / Applicant Information 490-76: Tank Owner/Operator; UST Monitoring Plan Certification / Applicant Information 490-78: Johnny V Lopez; UST Monitoring Plan Certification / Applicant Information 490-79: Manager, Facilities Operations | 2024-03-04 08:58 | 2024-04-19 09:02 | Jairo Garcia | El Segundo City Fire Department | CUPA
10128358 |  | Equinix LLC | 90402955 | Equinix LLC | 445 N Douglas St | El Segundo | 90245 | Confirmed/Updated Information | TK-2 DSL | 10128358-002 | Modern | A Stand-alone Tank | 30000 | 2009-07-01 |  |  | 1 |  | Emergency Generator Fuel |  | Diesel |  |  | Double Wall | Fiberglass |  | Fiberglass |  | Yes | No | No | No | Double-walled | Conventional Suction | Other |  | Other | FRP | Double-walled | Other |  | Other | FRP | Double-walled | None |  | None |  | Steel |  | Fiberglass |  | Fill Components Installed 451-a: Yes; Fill Components Installed 451-b: Yes; Fill Components Installed 451-c: Yes; Under Dispenser Containment (UDC) 469a: No Dispensers; Corrosion Prevention 448a: No; Corrosion Prevention 448b: No; Corrosion Prevention 448c: Yes; UST Tank Certification / Applicant Information 471: Johnny V Lopez; UST Tank Certification / Applicant Information 472: Manager, Facilities Operations; Equipment Testing and Preventive Maintenance 490-3a: Annually; Site Plot Plan Submitted 490-4: New Plan Submitted; Continuous Electronic Tank Monitoring 490-5: Yes; Continuous Electronic Tank Monitoring 490-6: Under Vacuum; Continuous Electronic Tank Monitoring 490-7: Veeder-Root; Continuous Electronic Tank Monitoring 490-8: TLS-350; Continuous Electronic Tank Monitoring 490-9: Veeder-Root; Continuous Electronic Tank Monitoring 490-10: 794380-304; Automatic Tank Gauging 490-11: Yes; Automatic Tank Gauging 490-12: Veeder Root; Automatic Tank Gauging 490-13: TLS-350; Automatic Tank Gauging 490-14: Veeder Root; Automatic Tank Gauging 490-15: 846390-111; Automatic Tank Gauging 490-16: Other; Monthly Statistical Inventory Reconciliation 490-20: No; Weekly Manual Tank Gauge 490-21: No; Tank Integrity Testing 490-23: No; Other Tank Monitoring 490-26: No; Continuous Monitoring of Piping Secondary Containment 490-28: Yes; Continuous Monitoring of Piping Secondary Containment 490-29: Under Vacuum; Continuous Monitoring of Piping Secondary Containment 490-30: Veeder-Root; Continuous Monitoring of Piping Secondary Containment 490-31: TLS-350; Continuous Monitoring of Piping Secondary Containment 490-32: Veeder-Root; Continuous Monitoring of Piping Secondary Containment 490-33: 330020-467; Mechanical Line Leak Detector Performs 3 GPH Leak Test 490-36: No; Electronic Line Leak Detector Performs 3 GPH Leak Test 490-39: No; Pipeline Integrity Testing 490-45: No; Visual Pipeline Monitoring 490-48: No; Suction Piping Meets Exemption Criteria 490-50: Yes; No Regulated Piping Per Health and Safety Code, Division 20, Chapter 6.7 Is Connected To The Tank System 490-51: No; Other Pipeline Monitoring 490-52: No; Under Dispenser Containment (UDC) Monitoring 490-54a: No Dispensers; Periodic System Testing 490-65: No; Periodic System Testing 490-66: No; Periodic System Testing 490-67: Yes; Recordkeeping 490-68a: Yes; Recordkeeping 490-68b: Yes; Recordkeeping 490-68c: Yes; Recordkeeping 490-68d: No; Recordkeeping 490-68e: No; Recordkeeping 490-68f: No; Recordkeeping 490-68g: No; Recordkeeping 490-68h: Yes; Training 490-69a: Yes; Training 490-70: Yes; Personnel Responsibilities 490-72: Johnny Lopez; Personnel Responsibilities 490-73: Manager, Facility Operations; Personnel Responsibilities 490-74: Ivan Flores; Personnel Responsibilities 490-75: Site Lead Engineer; UST Monitoring Plan Certification / Applicant Information 490-76: Tank Owner/Operator; UST Monitoring Plan Certification / Applicant Information 490-78: Johnny V Lopez; UST Monitoring Plan Certification / Applicant Information 490-79: Manager, Facilities Operations | 2024-03-04 08:58 | 2024-04-19 09:02 | Jairo Garcia | El Segundo City Fire Department | CUPA
10129003 | 1901330 | Chevron Products Company - Mktg Terminals | 90370213 | Chevron El Segundo Terminal, Gate #3 | 302 E. El Segundo Boulevard | El Segundo | 90245 | UST Removal | UG1 | 10129003-001 | Xerxes | A Stand-alone Tank | 10000 | 1998-03-01 | 2020-02-12 |  | 1 |  | Other |  | Other Petroleum | Transmix |  | Double Wall | Fiberglass |  | Fiberglass |  | Yes | No | No | No | Double-walled | Gravity | Fiberglass |  | Fiberglass | [15 empty] | Fill Components Installed 451-a: No; Fill Components Installed 451-b: Yes; Fill Components Installed 451-c: No; Under Dispenser Containment (UDC) 469a: No Dispensers; Corrosion Prevention 448a: No; Corrosion Prevention 448b: No; Corrosion Prevention 448c: No; UST Tank Certification / Applicant Information 471: Todd Vanderveen; UST Tank Certification / Applicant Information 472: Terminal Manager; Equipment Testing and Preventive Maintenance 490-3a: Annually; Site Plot Plan Submitted 490-4: Site Plan Previously Submitted; Continuous Electronic Tank Monitoring 490-5: Yes; Continuous Electronic Tank Monitoring 490-6: Dry; Continuous Electronic Tank Monitoring 490-7: Universal Sensors & Devic; Continuous Electronic Tank Monitoring 490-8: LA-04; Continuous Electronic Tank Monitoring 490-9: Leak Alert; Continuous Electronic Tank Monitoring 490-10: Leak Alert Part# LALS-1 sensor; Automatic Tank Gauging 490-11: No; Monthly Statistical Inventory Reconciliation 490-20: No; Weekly Manual Tank Gauge 490-21: No; Tank Integrity Testing 490-23: No; Other Tank Monitoring 490-26: Yes; Continuous Monitoring of Piping Secondary Containment 490-28: No; Mechanical Line Leak Detector Performs 3 GPH Leak Test 490-36: No; Electronic Line Leak Detector Performs 3 GPH Leak Test 490-39: No; Pipeline Integrity Testing 490-45: Yes; Pipeline Integrity Testing 490-46: Every 3 Years; Visual Pipeline Monitoring 490-48: No; Suction Piping Meets Exemption Criteria 490-50: No; No Regulated Piping Per Health and Safety Code, Division 20, Chapter 6.7 Is Connected To The Tank System 490-51: No; Other Pipeline Monitoring 490-52: No; Under Dispenser Containment (UDC) Monitoring 490-54a: No Dispensers; Periodic System Testing 490-65: No; Periodic System Testing 490-66: Yes; Periodic System Testing 490-67: No; Recordkeeping 490-68a: Yes; Recordkeeping 490-68b: Yes; Recordkeeping 490-68c: No; Recordkeeping 490-68d: No; Recordkeeping 490-68e: Yes; Recordkeeping 490-68f: No; Recordkeeping 490-68g: No; Recordkeeping 490-68h: Yes; Training 490-69a: Yes; Training 490-70: Yes; Personnel Responsibilities 490-72: Sam Mohammed; Personnel Responsibilities 490-73: Head Operator; Personnel Responsibilities 490-74: Todd Vanderveen; Personnel Responsibilities 490-75: Terminal Manager; UST Monitoring Plan Certification / Applicant Information 490-76: Tank Owner/Operator; UST Monitoring Plan Certification / Applicant Information 490-78: Todd Vanderveen; UST Monitoring Plan Certification / Applicant Information 490-79: Termninal Manager | 2020-02-26 08:37 | 2020-02-26 08:55 | Jairo Garcia | El Segundo City Fire Department | CUPA
10129318 | 19-003-300055 | Aerospace Corporation | 90094624 | The Aerospace Corporation | 2310 E El Segundo Blvd | El Segundo | 90245 | Confirmed/Updated Information | 30-0056 | 10129318-002 | Glasteel II GS-13-1000 | A Stand-alone Tank | 10000 | 2000-01-01 |  |  | 1 |  | Emergency Generator Fuel |  | Diesel |  |  | Double Wall | Steel |  | Other |  | Yes | No | Yes | No | Double-walled | Pressure | Flexible |  | Flexible |  | Single-walled | Fiberglass |  | None |  | None | Fiberglass |  | None |  | Steel |  | Fiberglass |  | Yes | Yes | Yes | Single-walled | Steel |  | No | No | Yes |  | Chris Voegtli | Occupation Health and Safety Staff 4 | Annually |  | Site Plan Previously Submitted | Yes | Dry | Veeder Root | TLS 350 | Veeder Root | 420 | Yes | Veeder Root | 107 | Veeder Root | MAG |  |  | Other |  | No | No |  | Yes | Other |  | No |  | Yes | Dry | Veeder Root | TLS 350 | Veeder Root | 794380-208 | Yes | Yes | No |  |  | Yes | Red Jacket | FX1DV |  |  |  | Yes | Annually |  | No |  | No | No | No |  | Continuous |  | Veeder Root | 350 | Veeder Root | 208 | Yes | Yes | Yes | No | Single-walled |  |  | No | Yes | Yes | Yes | No | No | No | No | Yes | No | Yes | Yes | [8 empty] | No |  | Timothy Faulkner | Maint. Craft Tech, IV | Chris Voegtli | Occupational Health and Safety Staff IV | Authorized Representative of Owner |  | Chris Voegtli | Occupation Health and Safety Staff 4 | 2024-05-23 10:28 | 2024-06-13 10:12 | Jairo Garcia | El Segundo City Fire Department | CUPA
10129318 | 19-003-300055 | Aerospace Corporation | 90094624 | The Aerospace Corporation | 2310 E El Segundo Blvd | El Segundo | 90245 | Confirmed/Updated Information | 30-0055 | 10129318-001 | Modern Welding | A Stand-alone Tank | 10000 | 1999-02-04 |  |  | 1 |  | Motor Vehicle Fueling |  | Regular Unleaded |  |  | Double Wall | Steel |  | Other |  | Yes | No | Yes | No | Double-walled | Conventional Suction | Flexible |  | Flexible |  | Double-walled | Fiberglass |  | None |  | None | Fiberglass |  | None |  | Steel |  | Fiberglass |  | Yes | Yes | Yes | Single-walled | Steel |  | No | No | Yes |  | Chris Voegtli | Occupation Health and Safety Staff 4 | Annually |  | Site Plan Previously Submitted | Yes | Dry | Veeder Root | TLS 300C | Veeder Root | 794390-420 (sump liquid sensors) | Yes | Veeder Root | 847390-107 | Veeder Root | Mag Probe | Other |  | Other | see sys. setup | No | No |  | Yes | Other |  | No |  | Yes | Dry | Veeder Root | TLS 300C | Veeder Root | 794380-208 | Yes | Yes | No |  |  | No | [5 empty] | Yes | Annually |  | No |  | No | No | No |  | Continuous |  | Veeder Root | TLS 300C | Bravo & Beaudreau | Shallow Pan Float/Chain & Model 406 | No | No | Yes | Yes | Single-walled |  |  | No | Yes | Yes | Yes | No | No | No | No | Yes | No | Yes | Yes | [8 empty] | No | Tank is equipped with a suction system, therefore no line leak detector. | Timothy Faulkner | Maint. Craft Tech, IV | Chris Voegtli | Occupational Health and Safety Staff IV | Authorized Representative of Owner |  | Chris Voegtli | Occupation Health and Safety Staff 4 | 2024-05-23 10:28 | 2024-06-13 10:12 | Jairo Garcia | El Segundo City Fire Department | CUPA
10131658 |  | Raytheon Company | 90101797 | Raytheon Company - E04 | 2006 E El Segundo Blvd | El Segundo | 90245 | UST Permanent Closure on Site | 1 | 10131658-001 | Field Constructed Tank<50k gal | A Stand-alone Tank | 3600 | 1981-01-01 | 2014-11-12 |  | 1 |  | Other |  | Other Non-petroleum |  | General Industrial Waste Water | Single Wall | Other |  | Other | Concrete | Yes | No | No | No | Single-walled | Pressure | Rigid Plastic |  | None |  | None | None |  | None |  | None | None |  | None |  | None |  | None |  | Fill Components Installed 451-a: No; Fill Components Installed 451-b: No; Fill Components Installed 451-c: No; Under Dispenser Containment (UDC) 469a: No Dispensers; Under Dispenser Containment (UDC) 469b: None; Corrosion Prevention 448a: No; Corrosion Prevention 448b: No; Corrosion Prevention 448c: No; UST Tank Certification / Applicant Information 471: Glenn Portillo; UST Tank Certification / Applicant Information 472: EHSS Engineer; Equipment Testing and Preventive Maintenance 490-3a: Annually; Site Plot Plan Submitted 490-4: Site Plan Previously Submitted; Continuous Electronic Tank Monitoring 490-5: Yes; Continuous Electronic Tank Monitoring 490-6: Dry; Continuous Electronic Tank Monitoring 490-9: Levelite; Automatic Tank Gauging 490-11: No; Monthly Statistical Inventory Reconciliation 490-20: No; Weekly Manual Tank Gauge 490-21: No; Tank Integrity Testing 490-23: No; Other Tank Monitoring 490-26: No; Continuous Monitoring of Piping Secondary Containment 490-28: No; Mechanical Line Leak Detector Performs 3 GPH Leak Test 490-36: No; Electronic Line Leak Detector Performs 3 GPH Leak Test 490-39: No; Pipeline Integrity Testing 490-45: No; Visual Pipeline Monitoring 490-48: Yes; Suction Piping Meets Exemption Criteria 490-50: No; No Regulated Piping Per Health and Safety Code, Division 20, Chapter 6.7 Is Connected To The Tank System 490-51: No; Other Pipeline Monitoring 490-52: No; Under Dispenser Containment (UDC) Monitoring 490-54a: No Dispensers; Periodic System Testing 490-65: No; Periodic System Testing 490-66: No; Periodic System Testing 490-67: No; Recordkeeping 490-68a: Yes; Recordkeeping 490-68b: Yes; Recordkeeping 490-68c: Yes; Recordkeeping 490-68d: No; Recordkeeping 490-68e: No; Recordkeeping 490-68f: No; Recordkeeping 490-68g: No; Recordkeeping 490-68h: Yes; Training 490-69a: Yes; Training 490-70: Yes; Personnel Responsibilities 490-72: Glenn Portillo; Personnel Responsibilities 490-73: EHSS Engineer; Personnel Responsibilities 490-74: Strata; Personnel Responsibilities 490-75: Strate Environmental Services; UST Monitoring Plan Certification / Applicant Information 490-76: Authorized Representative of Owner; UST Monitoring Plan Certification / Applicant Information 490-78: Suzelle Moss; UST Monitoring Plan Certification / Applicant Information 490-79: EHSS Director | 2019-06-04 14:01 | 2019-06-11 09:15 | James Carver | El Segundo City Fire Department | CUPA
10131658 |  | Raytheon Company | 90101797 | Raytheon Company - E04 | 2006 E El Segundo Blvd | El Segundo | 90245 | UST Permanent Closure on Site | 34 | 10131658-007 | Field Constructed Tank<50K gal | A Stand-alone Tank | 1000 | 1980-01-01 | 2016-12-29 |  | 1 | NFA determination given by El Segundo Fire Department for the UST after soil testing under tanks. Closure is in place. | Other |  | Other Non-petroleum |  | General Industrial Waste Water | Single Wall | Other |  | Other | Concrete | Yes | No | No | No | Single-walled | Pressure | Rigid Plastic |  | None |  | None | None |  | None |  | None | None |  | None |  | None |  | None |  | Fill Components Installed 451-a: No; Fill Components Installed 451-b: No; Fill Components Installed 451-c: No; Under Dispenser Containment (UDC) 469a: No Dispensers; Under Dispenser Containment (UDC) 469b: None; Corrosion Prevention 448a: No; Corrosion Prevention 448b: No; Corrosion Prevention 448c: No; UST Tank Certification / Applicant Information 471: Glenn Portillo; UST Tank Certification / Applicant Information 472: EHSS Engineer; Equipment Testing and Preventive Maintenance 490-3a: Annually; Site Plot Plan Submitted 490-4: Site Plan Previously Submitted; Continuous Electronic Tank Monitoring 490-5: Yes; Continuous Electronic Tank Monitoring 490-6: Dry; Continuous Electronic Tank Monitoring 490-9: Levelite; Automatic Tank Gauging 490-11: No; Monthly Statistical Inventory Reconciliation 490-20: No; Weekly Manual Tank Gauge 490-21: No; Tank Integrity Testing 490-23: No; Other Tank Monitoring 490-26: No; Continuous Monitoring of Piping Secondary Containment 490-28: No; Mechanical Line Leak Detector Performs 3 GPH Leak Test 490-36: No; Electronic Line Leak Detector Performs 3 GPH Leak Test 490-39: No; Pipeline Integrity Testing 490-45: No; Visual Pipeline Monitoring 490-48: Yes; Suction Piping Meets Exemption Criteria 490-50: No; No Regulated Piping Per Health and Safety Code, Division 20, Chapter 6.7 Is Connected To The Tank System 490-51: No; Other Pipeline Monitoring 490-52: No; Under Dispenser Containment (UDC) Monitoring 490-54a: No Dispensers; Periodic System Testing 490-65: No; Periodic System Testing 490-66: No; Periodic System Testing 490-67: No; Recordkeeping 490-68a: Yes; Recordkeeping 490-68b: Yes; Recordkeeping 490-68c: Yes; Recordkeeping 490-68d: No; Recordkeeping 490-68e: No; Recordkeeping 490-68f: No; Recordkeeping 490-68g: No; Recordkeeping 490-68h: Yes; Training 490-69a: Yes; Training 490-70: Yes; Personnel Responsibilities 490-72: Glenn Portillo; Personnel Responsibilities 490-73: EHSS Engineer; Personnel Responsibilities 490-74: Strata; Personnel Responsibilities 490-75: Strate Environmental Services; UST Monitoring Plan Certification / Applicant Information 490-76: Authorized Representative of Owner; UST Monitoring Plan Certification / Applicant Information 490-78: Suzelle Moss; UST Monitoring Plan Certification / Applicant Information 490-79: EHSS Director | 2019-06-04 14:01 | 2019-06-11 09:15 | James Carver | El Segundo City Fire Department | CUPA
10131658 |  | Raytheon Company | 90101797 | Raytheon Company - E04 | 2006 E El Segundo Blvd | El Segundo | 90245 | UST Permanent Closure on Site | 37 | 10131658-010 | Field Constructed Tank<50K gal | A Stand-alone Tank | 1000 | 1980-01-01 | 2016-12-29 |  | 1 | NFA determination given by El Segundo Fire Department for the UST after soil testing under tanks. Closure is in place. | Other |  | Other Non-petroleum |  | General Industrial Waste Water | Single Wall | Other |  | Other | Concrete | Yes | No | No | No | Single-walled | Pressure | Rigid Plastic |  | None |  | None | None |  | None |  | None | None |  | None |  | None |  | None |  | Fill Components Installed 451-a: No; Fill Components Installed 451-b: No; Fill Components Installed 451-c: No; Under Dispenser Containment (UDC) 469a: No Dispensers; Under Dispenser Containment (UDC) 469b: None; Corrosion Prevention 448a: No; Corrosion Prevention 448b: No; Corrosion Prevention 448c: No; UST Tank Certification / Applicant Information 471: Glenn Portillo; UST Tank Certification / Applicant Information 472: EHSS Engineer; Equipment Testing and Preventive Maintenance 490-3a: Annually; Site Plot Plan Submitted 490-4: Site Plan Previously Submitted; Continuous Electronic Tank Monitoring 490-5: Yes; Continuous Electronic Tank Monitoring 490-6: Dry; Continuous Electronic Tank Monitoring 490-9: Levelite; Automatic Tank Gauging 490-11: No; Monthly Statistical Inventory Reconciliation 490-20: No; Weekly Manual Tank Gauge 490-21: No; Tank Integrity Testing 490-23: No; Other Tank Monitoring 490-26: No; Continuous Monitoring of Piping Secondary Containment 490-28: No; Mechanical Line Leak Detector Performs 3 GPH Leak Test 490-36: No; Electronic Line Leak Detector Performs 3 GPH Leak Test 490-39: No; Pipeline Integrity Testing 490-45: No; Visual Pipeline Monitoring 490-48: Yes; Suction Piping Meets Exemption Criteria 490-50: No; No Regulated Piping Per Health and Safety Code, Division 20, Chapter 6.7 Is Connected To The Tank System 490-51: No; Other Pipeline Monitoring 490-52: No; Under Dispenser Containment (UDC) Monitoring 490-54a: No Dispensers; Periodic System Testing 490-65: No; Periodic System Testing 490-66: No; Periodic System Testing 490-67: No; Recordkeeping 490-68a: Yes; Recordkeeping 490-68b: Yes; Recordkeeping 490-68c: Yes; Recordkeeping 490-68d: No; Recordkeeping 490-68e: No; Recordkeeping 490-68f: No; Recordkeeping 490-68g: No; Recordkeeping 490-68h: Yes; Training 490-69a: Yes; Training 490-70: Yes; Personnel Responsibilities 490-72: Glenn Portillo; Personnel Responsibilities 490-73: EHSS Engineer; Personnel Responsibilities 490-74: Strata; Personnel Responsibilities 490-75: Strate Environmental Services; UST Monitoring Plan Certification / Applicant Information 490-76: Authorized Representative of Owner; UST Monitoring Plan Certification / Applicant Information 490-78: Suzelle Moss; UST Monitoring Plan Certification / Applicant Information 490-79: EHSS Director | 2019-06-04 14:01 | 2019-06-11 09:15 | James Carver | El Segundo City Fire Department | CUPA
10131658 |  | Raytheon Company | 90101797 | Raytheon Company - E04 | 2006 E El Segundo Blvd | El Segundo | 90245 | UST Permanent Closure on Site | 38 | 10131658-011 | Field Constructed Tank<50K gal | A Stand-alone Tank | 1000 | 1980-01-01 | 2016-12-29 |  | 1 | NFA determination given by El Segundo Fire Department for the UST after soil testing under tanks. Closure is in place. | Other |  | Other Non-petroleum |  | General Industrial Waste Water | Single Wall | Other |  | Other | Concrete | Yes | No | No | No | Single-walled | Pressure | Rigid Plastic |  | None |  | None | None |  | None |  | None | None |  | None |  | None |  | None |  | Fill Components Installed 451-a: No; Fill Components Installed 451-b: No; Fill Components Installed 451-c: No; Under Dispenser Containment (UDC) 469a: No Dispensers; Under Dispenser Containment (UDC) 469b: None; Corrosion Prevention 448a: No; Corrosion Prevention 448b: No; Corrosion Prevention 448c: No; UST Tank Certification / Applicant Information 471: Glenn Portillo; UST Tank Certification / Applicant Information 472: EHSS Engineer; Equipment Testing and Preventive Maintenance 490-3a: Annually; Site Plot Plan Submitted 490-4: Site Plan Previously Submitted; Continuous Electronic Tank Monitoring 490-5: Yes; Continuous Electronic Tank Monitoring 490-6: Dry; Continuous Electronic Tank Monitoring 490-9: Levelite; Automatic Tank Gauging 490-11: No; Monthly Statistical Inventory Reconciliation 490-20: No; Weekly Manual Tank Gauge 490-21: No; Tank Integrity Testing 490-23: No; Other Tank Monitoring 490-26: No; Continuous Monitoring of Piping Secondary Containment 490-28: No; Mechanical Line Leak Detector Performs 3 GPH Leak Test 490-36: No; Electronic Line Leak Detector Performs 3 GPH Leak Test 490-39: No; Pipeline Integrity Testing 490-45: No; Visual Pipeline Monitoring 490-48: Yes; Suction Piping Meets Exemption Criteria 490-50: No; No Regulated Piping Per Health and Safety Code, Division 20, Chapter 6.7 Is Connected To The Tank System 490-51: No; Other Pipeline Monitoring 490-52: No; Under Dispenser Containment (UDC) Monitoring 490-54a: No Dispensers; Periodic System Testing 490-65: No; Periodic System Testing 490-66: No; Periodic System Testing 490-67: No; Recordkeeping 490-68a: Yes; Recordkeeping 490-68b: Yes; Recordkeeping 490-68c: Yes; Recordkeeping 490-68d: No; Recordkeeping 490-68e: No; Recordkeeping 490-68f: No; Recordkeeping 490-68g: No; Recordkeeping 490-68h: Yes; Training 490-69a: Yes; Training 490-70: Yes; Personnel Responsibilities 490-72: Glenn Portillo; Personnel Responsibilities 490-73: EHSS Engineer; Personnel Responsibilities 490-74: Strata; Personnel Responsibilities 490-75: Strate Environmental Services; UST Monitoring Plan Certification / Applicant Information 490-76: Authorized Representative of Owner; UST Monitoring Plan Certification / Applicant Information 490-78: Suzelle Moss; UST Monitoring Plan Certification / Applicant Information 490-79: EHSS Director | 2019-06-04 14:01 | 2019-06-11 09:15 | James Carver | El Segundo City Fire Department | CUPA
10131658 |  | Raytheon Company | 90101797 | Raytheon Company - E04 | 2006 E El Segundo Blvd | El Segundo | 90245 | UST Permanent Closure on Site | 39 | 10131658-012 | Field Constructed Tank<50K gal | A Stand-alone Tank | 1000 | 1980-01-01 | 2016-12-29 |  | 1 | NFA determination given by El Segundo Fire Department for the UST after soil testing under tanks. Closure is in place. | Other |  | Other Non-petroleum |  | General Industrial Waste Water | Single Wall | Other |  | Other | Concrete | Yes | No | No | No | Single-walled | Pressure | Rigid Plastic |  | None |  | None | None |  | None |  | None | None |  | None |  | None |  | None |  | Fill Components Installed 451-a: No; Fill Components Installed 451-b: No; Fill Components Installed 451-c: No; Under Dispenser Containment (UDC) 469a: No Dispensers; Under Dispenser Containment (UDC) 469b: None; Corrosion Prevention 448a: No; Corrosion Prevention 448b: No; Corrosion Prevention 448c: No; UST Tank Certification / Applicant Information 471: Glenn Portillo; UST Tank Certification / Applicant Information 472: EHSS Engineer; Equipment Testing and Preventive Maintenance 490-3a: Annually; Site Plot Plan Submitted 490-4: Site Plan Previously Submitted; Continuous Electronic Tank Monitoring 490-5: Yes; Continuous Electronic Tank Monitoring 490-6: Dry; Continuous Electronic Tank Monitoring 490-9: Levelite; Automatic Tank Gauging 490-11: No; Monthly Statistical Inventory Reconciliation 490-20: No; Weekly Manual Tank Gauge 490-21: No; Tank Integrity Testing 490-23: No; Other Tank Monitoring 490-26: No; Continuous Monitoring of Piping Secondary Containment 490-28: No; Mechanical Line Leak Detector Performs 3 GPH Leak Test 490-36: No; Electronic Line Leak Detector Performs 3 GPH Leak Test 490-39: No; Pipeline Integrity Testing 490-45: No; Visual Pipeline Monitoring 490-48: Yes; Suction Piping Meets Exemption Criteria 490-50: No; No Regulated Piping Per Health and Safety Code, Division 20, Chapter 6.7 Is Connected To The Tank System 490-51: No; Other Pipeline Monitoring 490-52: No; Under Dispenser Containment (UDC) Monitoring 490-54a: No Dispensers; Periodic System Testing 490-65: No; Periodic System Testing 490-66: No; Periodic System Testing 490-67: No; Recordkeeping 490-68a: Yes; Recordkeeping 490-68b: Yes; Recordkeeping 490-68c: Yes; Recordkeeping 490-68d: No; Recordkeeping 490-68e: No; Recordkeeping 490-68f: No; Recordkeeping 490-68g: No; Recordkeeping 490-68h: Yes; Training 490-69a: Yes; Training 490-70: Yes; Personnel Responsibilities 490-72: Glenn Portillo; Personnel Responsibilities 490-73: EHSS Engineer; Personnel Responsibilities 490-74: Strata; Personnel Responsibilities 490-75: Strate Environmental Services; UST Monitoring Plan Certification / Applicant Information 490-76: Authorized Representative of Owner; UST Monitoring Plan Certification / Applicant Information 490-78: Suzelle Moss; UST Monitoring Plan Certification / Applicant Information 490-79: EHSS Director | 2019-06-04 14:01 | 2019-06-11 09:15 | James Carver | El Segundo City Fire Department | CUPA
10131658 |  | Raytheon Company | 90101797 | Raytheon Company - E04 | 2006 E El Segundo Blvd | El Segundo | 90245 | UST Permanent Closure on Site | 36 | 10131658-009 | Field Constructed Tank<50K gal | A Stand-alone Tank | 1000 | 1980-01-01 | 2016-12-29 |  | 1 | NFA determination given by El Segundo Fire Department for the UST after soil testing under tanks. Closure is in place. | Other |  | Other Non-petroleum |  | General Industrial Waste Water | Single Wall | Other |  | None |  | Yes | No | No | No | Single-walled | Pressure | Rigid Plastic |  | None |  | None | None |  | None |  | None | None |  | None |  | None |  | None |  | Fill Components Installed 451-a: No; Fill Components Installed 451-b: No; Fill Components Installed 451-c: No; Under Dispenser Containment (UDC) 469a: No Dispensers; Under Dispenser Containment (UDC) 469b: None; Corrosion Prevention 448a: No; Corrosion Prevention 448b: No; Corrosion Prevention 448c: No; UST Tank Certification / Applicant Information 471: Glenn Portillo; UST Tank Certification / Applicant Information 472: EHSS Engineer; Equipment Testing and Preventive Maintenance 490-3a: Annually; Site Plot Plan Submitted 490-4: Site Plan Previously Submitted; Continuous Electronic Tank Monitoring 490-5: Yes; Continuous Electronic Tank Monitoring 490-6: Dry; Continuous Electronic Tank Monitoring 490-9: Levelite; Automatic Tank Gauging 490-11: No; Monthly Statistical Inventory Reconciliation 490-20: No; Weekly Manual Tank Gauge 490-21: No; Tank Integrity Testing 490-23: No; Other Tank Monitoring 490-26: No; Continuous Monitoring of Piping Secondary Containment 490-28: No; Mechanical Line Leak Detector Performs 3 GPH Leak Test 490-36: No; Electronic Line Leak Detector Performs 3 GPH Leak Test 490-39: No; Pipeline Integrity Testing 490-45: No; Visual Pipeline Monitoring 490-48: Yes; Suction Piping Meets Exemption Criteria 490-50: No; No Regulated Piping Per Health and Safety Code, Division 20, Chapter 6.7 Is Connected To The Tank System 490-51: No; Other Pipeline Monitoring 490-52: No; Under Dispenser Containment (UDC) Monitoring 490-54a: No Dispensers; Periodic System Testing 490-65: No; Periodic System Testing 490-66: No; Periodic System Testing 490-67: No; Recordkeeping 490-68a: Yes; Recordkeeping 490-68b: Yes; Recordkeeping 490-68c: Yes; Recordkeeping 490-68d: No; Recordkeeping 490-68e: No; Recordkeeping 490-68f: No; Recordkeeping 490-68g: No; Recordkeeping 490-68h: Yes; Training 490-69a: Yes; Training 490-70: Yes; Personnel Responsibilities 490-72: Glenn Portillo; Personnel Responsibilities 490-73: EHSS Engineer; Personnel Responsibilities 490-74: Strata; Personnel Responsibilities 490-75: Strate Environmental Services; UST Monitoring Plan Certification / Applicant Information 490-76: Authorized Representative of Owner; UST Monitoring Plan Certification / Applicant Information 490-78: Suzelle Moss; UST Monitoring Plan Certification / Applicant Information 490-79: EHSS Director | 2019-06-04 14:01 | 2019-06-11 09:15 | James Carver | El Segundo City Fire Department | CUPA
10131658 |  | Raytheon Company | 90101797 | Raytheon Company - E04 | 2006 E El Segundo Blvd | El Segundo | 90245 | UST Permanent Closure on Site | 5 | 10131658-005 | Field Constructed Tank<50k gal | A Stand-alone Tank | 1800 | 1981-01-01 | 2014-11-12 |  | 1 |  | Other |  | Other Non-petroleum |  | General Industrial Waste Water | Single Wall | Other |  | Other | Concrete | Yes | No | No | No | Single-walled | Pressure | Rigid Plastic |  | None |  | None | None |  | None |  | None | None |  | None |  | None |  | None |  | Fill Components Installed 451-a: No; Fill Components Installed 451-b: No; Fill Components Installed 451-c: No; Under Dispenser Containment (UDC) 469a: No Dispensers; Under Dispenser Containment (UDC) 469b: None; Corrosion Prevention 448a: No; Corrosion Prevention 448b: No; Corrosion Prevention 448c: No; UST Tank Certification / Applicant Information 471: Glenn Portillo; UST Tank Certification / Applicant Information 472: EHSS Engineer; Equipment Testing and Preventive Maintenance 490-3a: Annually; Site Plot Plan Submitted 490-4: Site Plan Previously Submitted; Continuous Electronic Tank Monitoring 490-5: Yes; Continuous Electronic Tank Monitoring 490-6: Dry; Continuous Electronic Tank Monitoring 490-9: Levelite; Automatic Tank Gauging 490-11: No; Monthly Statistical Inventory Reconciliation 490-20: No; Weekly Manual Tank Gauge 490-21: No; Tank Integrity Testing 490-23: No; Other Tank Monitoring 490-26: No; Continuous Monitoring of Piping Secondary Containment 490-28: No; Mechanical Line Leak Detector Performs 3 GPH Leak Test 490-36: No; Electronic Line Leak Detector Performs 3 GPH Leak Test 490-39: No; Pipeline Integrity Testing 490-45: No; Visual Pipeline Monitoring 490-48: Yes; Suction Piping Meets Exemption Criteria 490-50: No; No Regulated Piping Per Health and Safety Code, Division 20, Chapter 6.7 Is Connected To The Tank System 490-51: No; Other Pipeline Monitoring 490-52: No; Under Dispenser Containment (UDC) Monitoring 490-54a: No Dispensers; Periodic System Testing 490-65: No; Periodic System Testing 490-66: No; Periodic System Testing 490-67: No; Recordkeeping 490-68a: Yes; Recordkeeping 490-68b: Yes; Recordkeeping 490-68c: Yes; Recordkeeping 490-68d: No; Recordkeeping 490-68e: No; Recordkeeping 490-68f: No; Recordkeeping 490-68g: No; Recordkeeping 490-68h: Yes; Training 490-69a: Yes; Training 490-70: Yes; Personnel Responsibilities 490-72: Glenn Portillo; Personnel Responsibilities 490-73: EHSS Engineer; Personnel Responsibilities 490-74: Strata; Personnel Responsibilities 490-75: Strate Environmental Services; UST Monitoring Plan Certification / Applicant Information 490-76: Authorized Representative of Owner; UST Monitoring Plan Certification / Applicant Information 490-78: Suzelle Moss; UST Monitoring Plan Certification / Applicant Information 490-79: EHSS Director | 2019-06-04 14:01 | 2019-06-11 09:15 | James Carver | El Segundo City Fire Department | CUPA
10131658 |  | Raytheon Company | 90101797 | Raytheon Company - E04 | 2006 E El Segundo Blvd | El Segundo | 90245 | UST Permanent Closure on Site | 2 | 10131658-002 | Field Constructed Tank<50k gal | A Stand-alone Tank | 1800 | 1981-01-01 | 2014-11-12 |  | 1 |  | Other |  | Other Non-petroleum |  | General Industrial Waste Water | Single Wall | Other |  | Other | Concrete | Yes | No | No | No | Single-walled | Pressure | Rigid Plastic |  | None |  | None | None |  | None |  | None | None |  | None |  | None |  | None |  | Fill Components Installed 451-a: No; Fill Components Installed 451-b: No; Fill Components Installed 451-c: No; Under Dispenser Containment (UDC) 469a: No Dispensers; Under Dispenser Containment (UDC) 469b: None; Corrosion Prevention 448a: No; Corrosion Prevention 448b: No; Corrosion Prevention 448c: No; UST Tank Certification / Applicant Information 471: Glenn Portillo; UST Tank Certification / Applicant Information 472: EHSS Engineer; Equipment Testing and Preventive Maintenance 490-3a: Annually; Site Plot Plan Submitted 490-4: Site Plan Previously Submitted; Continuous Electronic Tank Monitoring 490-5: Yes; Continuous Electronic Tank Monitoring 490-6: Dry; Continuous Electronic Tank Monitoring 490-9: Levelite; Automatic Tank Gauging 490-11: No; Monthly Statistical Inventory Reconciliation 490-20: No; Weekly Manual Tank Gauge 490-21: No; Tank Integrity Testing 490-23: No; Other Tank Monitoring 490-26: No; Continuous Monitoring of Piping Secondary Containment 490-28: No; Mechanical Line Leak Detector Performs 3 GPH Leak Test 490-36: No; Electronic Line Leak Detector Performs 3 GPH Leak Test 490-39: No; Pipeline Integrity Testing 490-45: No; Visual Pipeline Monitoring 490-48: Yes; Suction Piping Meets Exemption Criteria 490-50: No; No Regulated Piping Per Health and Safety Code, Division 20, Chapter 6.7 Is Connected To The Tank System 490-51: No; Other Pipeline Monitoring 490-52: No; Under Dispenser Containment (UDC) Monitoring 490-54a: No Dispensers; Periodic System Testing 490-65: No; Periodic System Testing 490-66: No; Periodic System Testing 490-67: No; Recordkeeping 490-68a: Yes; Recordkeeping 490-68b: Yes; Recordkeeping 490-68c: Yes; Recordkeeping 490-68d: No; Recordkeeping 490-68e: No; Recordkeeping 490-68f: No; Recordkeeping 490-68g: No; Recordkeeping 490-68h: Yes; Training 490-69a: Yes; Training 490-70: Yes; Personnel Responsibilities 490-72: Glenn Portillo; Personnel Responsibilities 490-73: EHSS Engineer; Personnel Responsibilities 490-74: Strata; Personnel Responsibilities 490-75: Strate Environmental Services; UST Monitoring Plan Certification / Applicant Information 490-76: Authorized Representative of Owner; UST Monitoring Plan Certification / Applicant Information 490-78: Suzelle Moss; UST Monitoring Plan Certification / Applicant Information 490-79: EHSS Director | 2019-06-04 14:01 | 2019-06-11 09:15 | James Carver | El Segundo City Fire Department | CUPA
10131658 |  | Raytheon Company | 90101797 | Raytheon Company - E04 | 2006 E El Segundo Blvd | El Segundo | 90245 | UST Permanent Closure on Site | 3 | 10131658-003 | Field Constructed Tank<50k gal | A Stand-alone Tank | 1800 | 1981-01-01 | 2014-11-12 |  | 1 |  | Other |  | Other Non-petroleum |  | General Industrial Waste Water | Single Wall | Other |  | Other | Concrete | Yes | No | No | No | Single-walled | Pressure | Rigid Plastic |  | None |  | None | None |  | None |  | None | None |  | None |  | None |  | None |  | Fill Components Installed 451-a: No; Fill Components Installed 451-b: No; Fill Components Installed 451-c: No; Under Dispenser Containment (UDC) 469a: No Dispensers; Under Dispenser Containment (UDC) 469b: None; Corrosion Prevention 448a: No; Corrosion Prevention 448b: No; Corrosion Prevention 448c: No; UST Tank Certification / Applicant Information 471: Glenn Portillo; UST Tank Certification / Applicant Information 472: EHSS Engineer; Equipment Testing and Preventive Maintenance 490-3a: Annually; Site Plot Plan Submitted 490-4: Site Plan Previously Submitted; Continuous Electronic Tank Monitoring 490-5: Yes; Continuous Electronic Tank Monitoring 490-6: Dry; Continuous Electronic Tank Monitoring 490-9: Levelite; Automatic Tank Gauging 490-11: No; Monthly Statistical Inventory Reconciliation 490-20: No; Weekly Manual Tank Gauge 490-21: No; Tank Integrity Testing 490-23: No; Other Tank Monitoring 490-26: No; Continuous Monitoring of Piping Secondary Containment 490-28: No; Mechanical Line Leak Detector Performs 3 GPH Leak Test 490-36: No; Electronic Line Leak Detector Performs 3 GPH Leak Test 490-39: No; Pipeline Integrity Testing 490-45: No; Visual Pipeline Monitoring 490-48: Yes; Suction Piping Meets Exemption Criteria 490-50: No; No Regulated Piping Per Health and Safety Code, Division 20, Chapter 6.7 Is Connected To The Tank System 490-51: No; Other Pipeline Monitoring 490-52: No; Under Dispenser Containment (UDC) Monitoring 490-54a: No Dispensers; Periodic System Testing 490-65: No; Periodic System Testing 490-66: No; Periodic System Testing 490-67: No; Recordkeeping 490-68a: Yes; Recordkeeping 490-68b: Yes; Recordkeeping 490-68c: Yes; Recordkeeping 490-68d: No; Recordkeeping 490-68e: No; Recordkeeping 490-68f: No; Recordkeeping 490-68g: No; Recordkeeping 490-68h: Yes; Training 490-69a: Yes; Training 490-70: Yes; Personnel Responsibilities 490-72: Glenn Portillo; Personnel Responsibilities 490-73: EHSS Engineer; Personnel Responsibilities 490-74: Strata; Personnel Responsibilities 490-75: Strate Environmental Services; UST Monitoring Plan Certification / Applicant Information 490-76: Authorized Representative of Owner; UST Monitoring Plan Certification / Applicant Information 490-78: Suzelle Moss; UST Monitoring Plan Certification / Applicant Information 490-79: EHSS Director | 2019-06-04 14:01 | 2019-06-11 09:15 | James Carver | El Segundo City Fire Department | CUPA
10131658 |  | Raytheon Company | 90101797 | Raytheon Company - E04 | 2006 E El Segundo Blvd | El Segundo | 90245 | UST Permanent Closure on Site | 35 | 10131658-008 | Field Constructed Tank<50K gal | A Stand-alone Tank | 1000 | 1980-01-01 | 2016-12-29 |  | 1 | NFA determination given by El Segundo Fire Department for the UST after soil testing under tanks. Closure is in place. | Other |  | Other Non-petroleum |  | General Industrial Waste Water | Single Wall | Other |  | Other | Concrete | Yes | No | No | No | Single-walled | Pressure | Rigid Plastic |  | None |  | None | None |  | None |  | None | None |  | None |  | None |  | None |  | Fill Components Installed 451-a: No; Fill Components Installed 451-b: No; Fill Components Installed 451-c: No; Under Dispenser Containment (UDC) 469a: No Dispensers; Under Dispenser Containment (UDC) 469b: None; Corrosion Prevention 448a: No; Corrosion Prevention 448b: No; Corrosion Prevention 448c: No; UST Tank Certification / Applicant Information 471: Glenn Portillo; UST Tank Certification / Applicant Information 472: EHSS Engineer; Equipment Testing and Preventive Maintenance 490-3a: Annually; Site Plot Plan Submitted 490-4: Site Plan Previously Submitted; Continuous Electronic Tank Monitoring 490-5: Yes; Continuous Electronic Tank Monitoring 490-6: Dry; Continuous Electronic Tank Monitoring 490-9: Levelite; Automatic Tank Gauging 490-11: No; Monthly Statistical Inventory Reconciliation 490-20: No; Weekly Manual Tank Gauge 490-21: No; Tank Integrity Testing 490-23: No; Other Tank Monitoring 490-26: No; Continuous Monitoring of Piping Secondary Containment 490-28: No; Mechanical Line Leak Detector Performs 3 GPH Leak Test 490-36: No; Electronic Line Leak Detector Performs 3 GPH Leak Test 490-39: No; Pipeline Integrity Testing 490-45: No; Visual Pipeline Monitoring 490-48: Yes; Suction Piping Meets Exemption Criteria 490-50: No; No Regulated Piping Per Health and Safety Code, Division 20, Chapter 6.7 Is Connected To The Tank System 490-51: No; Other Pipeline Monitoring 490-52: No; Under Dispenser Containment (UDC) Monitoring 490-54a: No Dispensers; Periodic System Testing 490-65: No; Periodic System Testing 490-66: No; Periodic System Testing 490-67: No; Recordkeeping 490-68a: Yes; Recordkeeping 490-68b: Yes; Recordkeeping 490-68c: Yes; Recordkeeping 490-68d: No; Recordkeeping 490-68e: No; Recordkeeping 490-68f: No; Recordkeeping 490-68g: No; Recordkeeping 490-68h: Yes; Training 490-69a: Yes; Training 490-70: Yes; Personnel Responsibilities 490-72: Glenn Portillo; Personnel Responsibilities 490-73: EHSS Engineer; Personnel Responsibilities 490-74: Strata; Personnel Responsibilities 490-75: Strate Environmental Services; UST Monitoring Plan Certification / Applicant Information 490-76: Authorized Representative of Owner; UST Monitoring Plan Certification / Applicant Information 490-78: Suzelle Moss; UST Monitoring Plan Certification / Applicant Information 490-79: EHSS Director | 2019-06-04 14:01 | 2019-06-11 09:15 | James Carver | El Segundo City Fire Department | CUPA
10131658 |  | Raytheon Company | 90101797 | Raytheon Company - E04 | 2006 E El Segundo Blvd | El Segundo | 90245 | UST Permanent Closure on Site | 6 | 10131658-006 | Field Constructed Tank<50k gal | A Stand-alone Tank | 1800 | 1981-01-01 | 2014-11-12 |  | 1 |  | Other |  | Other Non-petroleum |  | General Industrial Waste Water | Single Wall | Other |  | Other | Concrete | Yes | No | No | No | Single-walled | Pressure | Rigid Plastic |  | None |  | None | None |  | None |  | None | None |  | None |  | None |  | None |  | Fill Components Installed 451-a: No; Fill Components Installed 451-b: No; Fill Components Installed 451-c: No; Under Dispenser Containment (UDC) 469a: No Dispensers; Under Dispenser Containment (UDC) 469b: None; Corrosion Prevention 448a: No; Corrosion Prevention 448b: No; Corrosion Prevention 448c: No; UST Tank Certification / Applicant Information 471: Glenn Portillo; UST Tank Certification / Applicant Information 472: EHSS Engineer; Equipment Testing and Preventive Maintenance 490-3a: Annually; Site Plot Plan Submitted 490-4: Site Plan Previously Submitted; Continuous Electronic Tank Monitoring 490-5: Yes; Continuous Electronic Tank Monitoring 490-6: Dry; Continuous Electronic Tank Monitoring 490-9: Levelite; Automatic Tank Gauging 490-11: No; Monthly Statistical Inventory Reconciliation 490-20: No; Weekly Manual Tank Gauge 490-21: No; Tank Integrity Testing 490-23: No; Other Tank Monitoring 490-26: No; Continuous Monitoring of Piping Secondary Containment 490-28: No; Mechanical Line Leak Detector Performs 3 GPH Leak Test 490-36: No; Electronic Line Leak Detector Performs 3 GPH Leak Test 490-39: No; Pipeline Integrity Testing 490-45: No; Visual Pipeline Monitoring 490-48: Yes; Suction Piping Meets Exemption Criteria 490-50: No; No Regulated Piping Per Health and Safety Code, Division 20, Chapter 6.7 Is Connected To The Tank System 490-51: No; Other Pipeline Monitoring 490-52: No; Under Dispenser Containment (UDC) Monitoring 490-54a: No Dispensers; Periodic System Testing 490-65: No; Periodic System Testing 490-66: No; Periodic System Testing 490-67: No; Recordkeeping 490-68a: Yes; Recordkeeping 490-68b: Yes; Recordkeeping 490-68c: Yes; Recordkeeping 490-68d: No; Recordkeeping 490-68e: No; Recordkeeping 490-68f: No; Recordkeeping 490-68g: No; Recordkeeping 490-68h: Yes; Training 490-69a: Yes; Training 490-70: Yes; Personnel Responsibilities 490-72: Glenn Portillo; Personnel Responsibilities 490-73: EHSS Engineer; Personnel Responsibilities 490-74: Strata; Personnel Responsibilities 490-75: Strate Environmental Services; UST Monitoring Plan Certification / Applicant Information 490-76: Authorized Representative of Owner; UST Monitoring Plan Certification / Applicant Information 490-78: Suzelle Moss; UST Monitoring Plan Certification / Applicant Information 490-79: EHSS Director | 2019-06-04 14:01 | 2019-06-11 09:15 | James Carver | El Segundo City Fire Department | CUPA
10131658 |  | Raytheon Company | 90101797 | Raytheon Company - E04 | 2006 E El Segundo Blvd | El Segundo | 90245 | UST Permanent Closure on Site | 4 | 10131658-004 | Field Constructed Tank<50k gal | A Stand-alone Tank | 1800 | 1981-01-01 | 2014-11-12 |  | 1 |  | Other |  | Other Non-petroleum |  | General Industrial Waste Water | Single Wall | Other |  | Other | Concrete | Yes | No | No | No | Single-walled | Pressure | Rigid Plastic |  | None |  | None | None |  | None |  | None | None |  | None |  | None |  | None |  | Fill Components Installed 451-a: No; Fill Components Installed 451-b: No; Fill Components Installed 451-c: No; Under Dispenser Containment (UDC) 469a: No Dispensers; Under Dispenser Containment (UDC) 469b: None; Corrosion Prevention 448a: No; Corrosion Prevention 448b: No; Corrosion Prevention 448c: No; UST Tank Certification / Applicant Information 471: Glenn Portillo; UST Tank Certification / Applicant Information 472: EHSS Engineer; Equipment Testing and Preventive Maintenance 490-3a: Annually; Site Plot Plan Submitted 490-4: Site Plan Previously Submitted; Continuous Electronic Tank Monitoring 490-5: Yes; Continuous Electronic Tank Monitoring 490-6: Dry; Continuous Electronic Tank Monitoring 490-9: Levelite; Automatic Tank Gauging 490-11: No; Monthly Statistical Inventory Reconciliation 490-20: No; Weekly Manual Tank Gauge 490-21: No; Tank Integrity Testing 490-23: No; Other Tank Monitoring 490-26: No; Continuous Monitoring of Piping Secondary Containment 490-28: No; Mechanical Line Leak Detector Performs 3 GPH Leak Test 490-36: No; Electronic Line Leak Detector Performs 3 GPH Leak Test 490-39: No; Pipeline Integrity Testing 490-45: No; Visual Pipeline Monitoring 490-48: Yes; Suction Piping Meets Exemption Criteria 490-50: No; No Regulated Piping Per Health and Safety Code, Division 20, Chapter 6.7 Is Connected To The Tank System 490-51: No; Other Pipeline Monitoring 490-52: No; Under Dispenser Containment (UDC) Monitoring 490-54a: No Dispensers; Periodic System Testing 490-65: No; Periodic System Testing 490-66: No; Periodic System Testing 490-67: No; Recordkeeping 490-68a: Yes; Recordkeeping 490-68b: Yes; Recordkeeping 490-68c: Yes; Recordkeeping 490-68d: No; Recordkeeping 490-68e: No; Recordkeeping 490-68f: No; Recordkeeping 490-68g: No; Recordkeeping 490-68h: Yes; Training 490-69a: Yes; Training 490-70: Yes; Personnel Responsibilities 490-72: Glenn Portillo; Personnel Responsibilities 490-73: EHSS Engineer; Personnel Responsibilities 490-74: Strata; Personnel Responsibilities 490-75: Strate Environmental Services; UST Monitoring Plan Certification / Applicant Information 490-76: Authorized Representative of Owner; UST Monitoring Plan Certification / Applicant Information 490-78: Suzelle Moss; UST Monitoring Plan Certification / Applicant Information 490-79: EHSS Director | 2019-06-04 14:01 | 2019-06-11 09:15 | James Carver | El Segundo City Fire Department | CUPA
10131661 |  | Raytheon Company | 90101797 | Raytheon Company - E05 | 2008 E El Segundo Blvd | El Segundo | 90245 | Confirmed/Updated Information | E5-2 | 10131661-002 | Owens Corning | A Stand-alone Tank | 30000 | 1980-01-01 |  |  | 1 |  | Other Generator Fuel |  | Diesel |  |  | Single Wall | Fiberglass |  | None |  | Yes | No | Yes | No | Double-walled | Pressure | Fiberglass |  | Fiberglass |  | Single-walled | Fiberglass |  | Fiberglass |  | Single-walled | None |  | None |  | Steel |  | Fiberglass |  | Fill Components Installed 451-a: Yes; Fill Components Installed 451-b: Yes; Fill Components Installed 451-c: Yes; Under Dispenser Containment (UDC) 469a: No Dispensers; Corrosion Prevention 448a: No; Corrosion Prevention 448b: No; Corrosion Prevention 448c: Yes; UST Tank Certification / Applicant Information 471: Glenn Portillo; UST Tank Certification / Applicant Information 472: EHSS Engineer; Equipment Testing and Preventive Maintenance 490-3a: Annually; Site Plot Plan Submitted 490-4: Site Plan Previously Submitted; Continuous Electronic Tank Monitoring 490-5: No; Automatic Tank Gauging 490-11: Yes; Automatic Tank Gauging 490-12: Veeder Root TLS 350 Plus; Automatic Tank Gauging 490-13: 846390-11/512296; Automatic Tank Gauging 490-14: Veeder Root; Automatic Tank Gauging 490-15: Mag Plus with CSLD; Automatic Tank Gauging 490-16: Continuous; Automatic Tank Gauging 490-18: 0.2 GPH; Monthly Statistical Inventory Reconciliation 490-20: No; Weekly Manual Tank Gauge 490-21: No; Tank Integrity Testing 490-23: No; Other Tank Monitoring 490-26: No; Continuous Monitoring of Piping Secondary Containment 490-28: Yes; Continuous Monitoring of Piping Secondary Containment 490-29: Dry; Continuous Monitoring of Piping Secondary Containment 490-30: Veeder Root; Continuous Monitoring of Piping Secondary Containment 490-31: TLS 350 Plus; Continuous Monitoring of Piping Secondary Containment 490-32: Veeder Root; Continuous Monitoring of Piping Secondary Containment 490-33: 794380-208; Mechanical Line Leak Detector Performs 3 GPH Leak Test 490-36: No; Electronic Line Leak Detector Performs 3 GPH Leak Test 490-39: Yes; Electronic Line Leak Detector Performs 3 GPH Leak Test 490-40: Veeder Root; Electronic Line Leak Detector Performs 3 GPH Leak Test 490-41: Series 8484; Electronic Line Leak Detector Performs 3 GPH Leak Test 490-43: No; Electronic Line Leak Detector Performs 3 GPH Leak Test 490-44: No; Pipeline Integrity Testing 490-45: No; Visual Pipeline Monitoring 490-48: No; Suction Piping Meets Exemption Criteria 490-50: No; No Regulated Piping Per Health and Safety Code, Division 20, Chapter 6.7 Is Connected To The Tank System 490-51: No; Other Pipeline Monitoring 490-52: No; Under Dispenser Containment (UDC) Monitoring 490-54a: No Dispensers; Periodic System Testing 490-65: No; Periodic System Testing 490-66: Yes; Periodic System Testing 490-67: Yes; Recordkeeping 490-68a: Yes; Recordkeeping 490-68b: Yes; Recordkeeping 490-68c: No; Recordkeeping 490-68d: No; Recordkeeping 490-68e: No; Recordkeeping 490-68f: No; Recordkeeping 490-68g: No; Recordkeeping 490-68h: Yes; Training 490-69a: Yes; Training 490-70: Yes; Personnel Responsibilities 490-72: Naira Nurijanyan; Personnel Responsibilities 490-73: EHSS Engineer; Personnel Responsibilities 490-74: Strata; Personnel Responsibilities 490-75: Strata Environmental Services; UST Monitoring Plan Certification / Applicant Information 490-76: Authorized Representative of Owner; UST Monitoring Plan Certification / Applicant Information 490-78: Suzelle Moss; UST Monitoring Plan Certification / Applicant Information 490-79: EHSS Director | 2024-03-01 08:32 | 2024-04-18 16:42 | Jairo Garcia | El Segundo City Fire Department | CUPA
10131661 |  | Raytheon Company | 90101797 | Raytheon Company - E05 | 2008 E El Segundo Blvd | El Segundo | 90245 | Confirmed/Updated Information | E5-1 | 10131661-001 | Owens Corning | A Stand-alone Tank | 30000 | 1980-01-01 |  |  | 1 |  | Other Generator Fuel |  | Diesel |  |  | Single Wall | Fiberglass |  | None |  | Yes | No | Yes | No | Double-walled | Pressure | Fiberglass |  | Fiberglass |  | Single-walled | Fiberglass |  | Fiberglass |  | Single-walled | None |  | None |  | Steel |  | Fiberglass |  | Fill Components Installed 451-a: Yes; Fill Components Installed 451-b: Yes; Fill Components Installed 451-c: Yes; Under Dispenser Containment (UDC) 469a: No Dispensers; Corrosion Prevention 448a: No; Corrosion Prevention 448b: No; Corrosion Prevention 448c: Yes; UST Tank Certification / Applicant Information 471: Glenn Portillo; UST Tank Certification / Applicant Information 472: EHSS Engineer; Equipment Testing and Preventive Maintenance 490-3a: Annually; Site Plot Plan Submitted 490-4: Site Plan Previously Submitted; Continuous Electronic Tank Monitoring 490-5: No; Automatic Tank Gauging 490-11: Yes; Automatic Tank Gauging 490-12: Veeder Root TLS 350 Plus; Automatic Tank Gauging 490-13: 846390-112/512296; Automatic Tank Gauging 490-14: Veeder Root; Automatic Tank Gauging 490-15: Mag Plus with CSLD; Automatic Tank Gauging 490-16: Continuous; Automatic Tank Gauging 490-18: 0.2 GPH; Monthly Statistical Inventory Reconciliation 490-20: No; Weekly Manual Tank Gauge 490-21: No; Tank Integrity Testing 490-23: No; Other Tank Monitoring 490-26: No; Continuous Monitoring of Piping Secondary Containment 490-28: Yes; Continuous Monitoring of Piping Secondary Containment 490-29: Dry; Continuous Monitoring of Piping Secondary Containment 490-30: Veeder Root TLS 350 Plus; Continuous Monitoring of Piping Secondary Containment 490-31: TLS 350 Plus; Continuous Monitoring of Piping Secondary Containment 490-32: Veeder-Root; Continuous Monitoring of Piping Secondary Containment 490-33: 794380-208; Mechanical Line Leak Detector Performs 3 GPH Leak Test 490-36: No; Electronic Line Leak Detector Performs 3 GPH Leak Test 490-39: Yes; Electronic Line Leak Detector Performs 3 GPH Leak Test 490-40: Veeder Root; Electronic Line Leak Detector Performs 3 GPH Leak Test 490-41: Series 8484; Electronic Line Leak Detector Performs 3 GPH Leak Test 490-43: No; Electronic Line Leak Detector Performs 3 GPH Leak Test 490-44: No; Pipeline Integrity Testing 490-45: No; Visual Pipeline Monitoring 490-48: No; Suction Piping Meets Exemption Criteria 490-50: No; No Regulated Piping Per Health and Safety Code, Division 20, Chapter 6.7 Is Connected To The Tank System 490-51: No; Other Pipeline Monitoring 490-52: No; Under Dispenser Containment (UDC) Monitoring 490-54a: No Dispensers; Periodic System Testing 490-65: No; Periodic System Testing 490-66: Yes; Periodic System Testing 490-67: Yes; Recordkeeping 490-68a: Yes; Recordkeeping 490-68b: Yes; Recordkeeping 490-68c: No; Recordkeeping 490-68d: No; Recordkeeping 490-68e: No; Recordkeeping 490-68f: No; Recordkeeping 490-68g: No; Recordkeeping 490-68h: Yes; Training 490-69a: Yes; Training 490-70: Yes; Personnel Responsibilities 490-72: Naira Nurijanyan; Personnel Responsibilities 490-73: EHSS Engineer; Personnel Responsibilities 490-74: Strata; Personnel Responsibilities 490-75: Strata Environmental Services; UST Monitoring Plan Certification / Applicant Information 490-76: Authorized Representative of Owner; UST Monitoring Plan Certification / Applicant Information 490-78: Suzelle Moss; UST Monitoring Plan Certification / Applicant Information 490-79: EHSS Director | 2024-03-01 08:32 | 2024-04-18 16:42 | Jairo Garcia | El Segundo City Fire Department | CUPA
10131670 |  | Raytheon Company | 90101797 | Raytheon Company - E22 | 2018 E El Segundo Blvd | El Segundo | 90245 | UST Permanent Closure on Site | 14 | 10131670-001 | Field Constructed Tank<50k gal | A Stand-alone Tank | 15000 | 1981-01-01 | 2015-10-28 |  | 1 |  | Other |  | Other Non-petroleum |  | General Industrial Waste Water | Double Wall | Other |  | Other | Concrete | Yes | No | No | No | Single-walled | Pressure | Rigid Plastic |  | None |  | None | None |  | None |  | None | None |  | None |  | None |  | None |  | Fill Components Installed 451-a: No; Fill Components Installed 451-b: No; Fill Components Installed 451-c: No; Under Dispenser Containment (UDC) 469a: No Dispensers; Under Dispenser Containment (UDC) 469b: None; Corrosion Prevention 448a: No; Corrosion Prevention 448b: No; Corrosion Prevention 448c: No; UST Tank Certification / Applicant Information 471: Glenn Portillo; UST Tank Certification / Applicant Information 472: EHS Engineer; Equipment Testing and Preventive Maintenance 490-3a: Annually; Site Plot Plan Submitted 490-4: Site Plan Previously Submitted; Continuous Electronic Tank Monitoring 490-5: Yes; Continuous Electronic Tank Monitoring 490-6: Dry; Continuous Electronic Tank Monitoring 490-9: Levelite Optical; Automatic Tank Gauging 490-11: No; Monthly Statistical Inventory Reconciliation 490-20: No; Weekly Manual Tank Gauge 490-21: No; Tank Integrity Testing 490-23: No; Other Tank Monitoring 490-26: No; Continuous Monitoring of Piping Secondary Containment 490-28: No; Mechanical Line Leak Detector Performs 3 GPH Leak Test 490-36: No; Electronic Line Leak Detector Performs 3 GPH Leak Test 490-39: No; Pipeline Integrity Testing 490-45: No; Visual Pipeline Monitoring 490-48: Yes; Suction Piping Meets Exemption Criteria 490-50: No; No Regulated Piping Per Health and Safety Code, Division 20, Chapter 6.7 Is Connected To The Tank System 490-51: No; Other Pipeline Monitoring 490-52: No; Under Dispenser Containment (UDC) Monitoring 490-54a: No Dispensers; Periodic System Testing 490-65: No; Periodic System Testing 490-66: No; Periodic System Testing 490-67: No; Recordkeeping 490-68a: Yes; Recordkeeping 490-68b: Yes; Recordkeeping 490-68c: Yes; Recordkeeping 490-68d: No; Recordkeeping 490-68e: No; Recordkeeping 490-68f: No; Recordkeeping 490-68g: No; Recordkeeping 490-68h: Yes; Training 490-69a: Yes; Training 490-70: Yes; Personnel Responsibilities 490-72: Glenn Portillo; Personnel Responsibilities 490-73: EHSS Engineer; Personnel Responsibilities 490-74: Strata; Personnel Responsibilities 490-75: Environmental Services Company; UST Monitoring Plan Certification / Applicant Information 490-76: Authorized Representative of Owner; UST Monitoring Plan Certification / Applicant Information 490-78: Suzelle Moss; UST Monitoring Plan Certification / Applicant Information 490-79: EHSS Director | 2019-06-04 14:02 | 2019-06-11 09:14 | James Carver | El Segundo City Fire Department | CUPA
10131670 |  | Raytheon Company | 90101797 | Raytheon Company - E22 | 2018 E El Segundo Blvd | El Segundo | 90245 | UST Permanent Closure on Site | 22 | 10131670-008 | Field Constructed Tank<50k gal | A Stand-alone Tank | 28000 | 1981-01-01 | 2015-10-28 |  | 1 |  | Other |  | Other Non-petroleum |  | General Industrial Waste Water | Double Wall | Other |  | Other | Concrete | Yes | No | No | No | Single-walled | Pressure | Rigid Plastic |  | None |  | None | None |  | None |  | None | None |  | None |  | None |  | None |  | Fill Components Installed 451-a: No; Fill Components Installed 451-b: No; Fill Components Installed 451-c: No; Under Dispenser Containment (UDC) 469a: No Dispensers; Under Dispenser Containment (UDC) 469b: None; Corrosion Prevention 448a: No; Corrosion Prevention 448b: No; Corrosion Prevention 448c: No; UST Tank Certification / Applicant Information 471: Glenn Portillo; UST Tank Certification / Applicant Information 472: EHS Engineer; Equipment Testing and Preventive Maintenance 490-3a: Annually; Site Plot Plan Submitted 490-4: Site Plan Previously Submitted; Continuous Electronic Tank Monitoring 490-5: Yes; Continuous Electronic Tank Monitoring 490-6: Dry; Continuous Electronic Tank Monitoring 490-9: Levelite Optical; Automatic Tank Gauging 490-11: No; Monthly Statistical Inventory Reconciliation 490-20: No; Weekly Manual Tank Gauge 490-21: No; Tank Integrity Testing 490-23: No; Other Tank Monitoring 490-26: No; Continuous Monitoring of Piping Secondary Containment 490-28: No; Mechanical Line Leak Detector Performs 3 GPH Leak Test 490-36: No; Electronic Line Leak Detector Performs 3 GPH Leak Test 490-39: No; Pipeline Integrity Testing 490-45: No; Visual Pipeline Monitoring 490-48: Yes; Suction Piping Meets Exemption Criteria 490-50: No; No Regulated Piping Per Health and Safety Code, Division 20, Chapter 6.7 Is Connected To The Tank System 490-51: No; Other Pipeline Monitoring 490-52: No; Under Dispenser Containment (UDC) Monitoring 490-54a: No Dispensers; Periodic System Testing 490-65: No; Periodic System Testing 490-66: No; Periodic System Testing 490-67: No; Recordkeeping 490-68a: Yes; Recordkeeping 490-68b: Yes; Recordkeeping 490-68c: Yes; Recordkeeping 490-68d: No; Recordkeeping 490-68e: No; Recordkeeping 490-68f: No; Recordkeeping 490-68g: No; Recordkeeping 490-68h: Yes; Training 490-69a: Yes; Training 490-70: Yes; Personnel Responsibilities 490-72: Glenn Portillo; Personnel Responsibilities 490-73: EHSS Engineer; Personnel Responsibilities 490-74: Strata; Personnel Responsibilities 490-75: Environmental Services Company; UST Monitoring Plan Certification / Applicant Information 490-76: Authorized Representative of Owner; UST Monitoring Plan Certification / Applicant Information 490-78: Suzelle Moss; UST Monitoring Plan Certification / Applicant Information 490-79: EHSS Director | 2019-06-04 14:02 | 2019-06-11 09:14 | James Carver | El Segundo City Fire Department | CUPA
10131670 |  | Raytheon Company | 90101797 | Raytheon Company - E22 | 2018 E El Segundo Blvd | El Segundo | 90245 | UST Permanent Closure on Site | 16 | 10131670-003 | Field Constructed Tank<50k gal | A Stand-alone Tank | 15000 | 1981-01-01 | 2015-10-28 |  | 1 |  | Other |  | Other Non-petroleum |  | General Industrial Waste Water | Double Wall | Other |  | Other | Concrete | Yes | No | No | No | Single-walled | Pressure | Rigid Plastic |  | None |  | None | None |  | None |  | None | None |  | None |  | None |  | None |  | Fill Components Installed 451-a: No; Fill Components Installed 451-b: No; Fill Components Installed 451-c: No; Under Dispenser Containment (UDC) 469a: No Dispensers; Under Dispenser Containment (UDC) 469b: None; Corrosion Prevention 448a: No; Corrosion Prevention 448b: No; Corrosion Prevention 448c: No; UST Tank Certification / Applicant Information 471: Glenn Portillo; UST Tank Certification / Applicant Information 472: EHS Engineer; Equipment Testing and Preventive Maintenance 490-3a: Annually; Site Plot Plan Submitted 490-4: Site Plan Previously Submitted; Continuous Electronic Tank Monitoring 490-5: Yes; Continuous Electronic Tank Monitoring 490-6: Dry; Continuous Electronic Tank Monitoring 490-9: Levelite Optical; Automatic Tank Gauging 490-11: No; Monthly Statistical Inventory Reconciliation 490-20: No; Weekly Manual Tank Gauge 490-21: No; Tank Integrity Testing 490-23: No; Other Tank Monitoring 490-26: No; Continuous Monitoring of Piping Secondary Containment 490-28: No; Mechanical Line Leak Detector Performs 3 GPH Leak Test 490-36: No; Electronic Line Leak Detector Performs 3 GPH Leak Test 490-39: No; Pipeline Integrity Testing 490-45: No; Visual Pipeline Monitoring 490-48: Yes; Suction Piping Meets Exemption Criteria 490-50: No; No Regulated Piping Per Health and Safety Code, Division 20, Chapter 6.7 Is Connected To The Tank System 490-51: No; Other Pipeline Monitoring 490-52: No; Under Dispenser Containment (UDC) Monitoring 490-54a: No Dispensers; Periodic System Testing 490-65: No; Periodic System Testing 490-66: No; Periodic System Testing 490-67: No; Recordkeeping 490-68a: Yes; Recordkeeping 490-68b: Yes; Recordkeeping 490-68c: Yes; Recordkeeping 490-68d: No; Recordkeeping 490-68e: No; Recordkeeping 490-68f: No; Recordkeeping 490-68g: No; Recordkeeping 490-68h: Yes; Training 490-69a: Yes; Training 490-70: Yes; Personnel Responsibilities 490-72: Glenn Portillo; Personnel Responsibilities 490-73: EHSS Engineer; Personnel Responsibilities 490-74: Strata; Personnel Responsibilities 490-75: Environmental Services Company; UST Monitoring Plan Certification / Applicant Information 490-76: Authorized Representative of Owner; UST Monitoring Plan Certification / Applicant Information 490-78: Suzelle Moss; UST Monitoring Plan Certification / Applicant Information 490-79: EHSS Director | 2019-06-04 14:02 | 2019-06-11 09:14 | James Carver | El Segundo City Fire Department | CUPA
10131670 |  | Raytheon Company | 90101797 | Raytheon Company - E22 | 2018 E El Segundo Blvd | El Segundo | 90245 | UST Permanent Closure on Site | 15 | 10131670-002 | Field Constructed Tank<50k gal | A Stand-alone Tank | 10000 | 1981-01-01 | 2015-10-28 |  | 1 |  | Other |  | Other Non-petroleum |  | General Industrial Waste Water | Double Wall | Other |  | Other | Concrete | Yes | No | No | No | Single-walled | Pressure | Rigid Plastic |  | None |  | None | None |  | None |  | None | None |  | None |  | None |  | None |  | Fill Components Installed 451-a: No; Fill Components Installed 451-b: No; Fill Components Installed 451-c: No; Under Dispenser Containment (UDC) 469a: No Dispensers; Under Dispenser Containment (UDC) 469b: None; Corrosion Prevention 448a: No; Corrosion Prevention 448b: No; Corrosion Prevention 448c: No; UST Tank Certification / Applicant Information 471: Glenn Portillo; UST Tank Certification / Applicant Information 472: EHS Engineer; Equipment Testing and Preventive Maintenance 490-3a: Annually; Site Plot Plan Submitted 490-4: Site Plan Previously Submitted; Continuous Electronic Tank Monitoring 490-5: Yes; Continuous Electronic Tank Monitoring 490-6: Dry; Continuous Electronic Tank Monitoring 490-9: Levelite Optical; Automatic Tank Gauging 490-11: No; Monthly Statistical Inventory Reconciliation 490-20: No; Weekly Manual Tank Gauge 490-21: No; Tank Integrity Testing 490-23: No; Other Tank Monitoring 490-26: No; Continuous Monitoring of Piping Secondary Containment 490-28: No; Mechanical Line Leak Detector Performs 3 GPH Leak Test 490-36: No; Electronic Line Leak Detector Performs 3 GPH Leak Test 490-39: No; Pipeline Integrity Testing 490-45: No; Visual Pipeline Monitoring 490-48: Yes; Suction Piping Meets Exemption Criteria 490-50: No; No Regulated Piping Per Health and Safety Code, Division 20, Chapter 6.7 Is Connected To The Tank System 490-51: No; Other Pipeline Monitoring 490-52: No; Under Dispenser Containment (UDC) Monitoring 490-54a: No Dispensers; Periodic System Testing 490-65: No; Periodic System Testing 490-66: No; Periodic System Testing 490-67: No; Recordkeeping 490-68a: Yes; Recordkeeping 490-68b: Yes; Recordkeeping 490-68c: Yes; Recordkeeping 490-68d: No; Recordkeeping 490-68e: No; Recordkeeping 490-68f: No; Recordkeeping 490-68g: No; Recordkeeping 490-68h: Yes; Training 490-69a: Yes; Training 490-70: Yes; Personnel Responsibilities 490-72: Glenn Portillo; Personnel Responsibilities 490-73: EHSS Engineer; Personnel Responsibilities 490-74: Strata; Personnel Responsibilities 490-75: Environmental Services Company; UST Monitoring Plan Certification / Applicant Information 490-76: Authorized Representative of Owner; UST Monitoring Plan Certification / Applicant Information 490-78: Suzelle Moss; UST Monitoring Plan Certification / Applicant Information 490-79: EHSS Director | 2019-06-04 14:02 | 2019-06-11 09:14 | James Carver | El Segundo City Fire Department | CUPA
10131670 |  | Raytheon Company | 90101797 | Raytheon Company - E22 | 2018 E El Segundo Blvd | El Segundo | 90245 | UST Permanent Closure on Site | 21 | 10131670-007 | Field Constructed Tank>50k gal | A Stand-alone Tank | 63000 | 1981-01-01 | 2015-10-28 |  | 1 |  | Other |  | Other Non-petroleum |  | General Industrial Waste Water | Double Wall | Other |  | Other | Concrete | Yes | No | No | No | Single-walled | Pressure | Rigid Plastic |  | None |  | None | None |  | None |  | None | None |  | None |  | None |  | None |  | Fill Components Installed 451-a: No; Fill Components Installed 451-b: No; Fill Components Installed 451-c: No; Under Dispenser Containment (UDC) 469a: No Dispensers; Under Dispenser Containment (UDC) 469b: None; Corrosion Prevention 448a: No; Corrosion Prevention 448b: No; Corrosion Prevention 448c: No; UST Tank Certification / Applicant Information 471: Glenn Portillo; UST Tank Certification / Applicant Information 472: EHS Engineer; Equipment Testing and Preventive Maintenance 490-3a: Annually; Site Plot Plan Submitted 490-4: Site Plan Previously Submitted; Continuous Electronic Tank Monitoring 490-5: Yes; Continuous Electronic Tank Monitoring 490-6: Dry; Continuous Electronic Tank Monitoring 490-9: Levelite Optical; Automatic Tank Gauging 490-11: No; Monthly Statistical Inventory Reconciliation 490-20: No; Weekly Manual Tank Gauge 490-21: No; Tank Integrity Testing 490-23: No; Other Tank Monitoring 490-26: No; Continuous Monitoring of Piping Secondary Containment 490-28: No; Mechanical Line Leak Detector Performs 3 GPH Leak Test 490-36: No; Electronic Line Leak Detector Performs 3 GPH Leak Test 490-39: No; Pipeline Integrity Testing 490-45: No; Visual Pipeline Monitoring 490-48: Yes; Suction Piping Meets Exemption Criteria 490-50: No; No Regulated Piping Per Health and Safety Code, Division 20, Chapter 6.7 Is Connected To The Tank System 490-51: No; Other Pipeline Monitoring 490-52: No; Under Dispenser Containment (UDC) Monitoring 490-54a: No Dispensers; Periodic System Testing 490-65: No; Periodic System Testing 490-66: No; Periodic System Testing 490-67: No; Recordkeeping 490-68a: Yes; Recordkeeping 490-68b: Yes; Recordkeeping 490-68c: Yes; Recordkeeping 490-68d: No; Recordkeeping 490-68e: No; Recordkeeping 490-68f: No; Recordkeeping 490-68g: No; Recordkeeping 490-68h: Yes; Training 490-69a: Yes; Training 490-70: Yes; Personnel Responsibilities 490-72: Glenn Portillo; Personnel Responsibilities 490-73: EHSS Engineer; Personnel Responsibilities 490-74: Strata; Personnel Responsibilities 490-75: Environmental Services Company; UST Monitoring Plan Certification / Applicant Information 490-76: Authorized Representative of Owner; UST Monitoring Plan Certification / Applicant Information 490-78: Suzelle Moss; UST Monitoring Plan Certification / Applicant Information 490-79: EHSS Director | 2019-06-04 14:02 | 2019-06-11 09:14 | James Carver | El Segundo City Fire Department | CUPA
10131670 |  | Raytheon Company | 90101797 | Raytheon Company - E22 | 2018 E El Segundo Blvd | El Segundo | 90245 | UST Permanent Closure on Site | 20 | 10131670-006 | Field Constructed Tank>50k gal | A Stand-alone Tank | 52000 | 1981-01-01 | 2015-10-28 |  | 1 |  | Other |  | Other Non-petroleum |  | General Industrial Waste Water | Double Wall | Other |  | Other | Concrete | Yes | No | No | No | Single-walled | Pressure | Rigid Plastic |  | None |  | None | None |  | None |  | None | None |  | None |  | None |  | None |  | Fill Components Installed 451-a: No; Fill Components Installed 451-b: No; Fill Components Installed 451-c: No; Under Dispenser Containment (UDC) 469a: No Dispensers; Under Dispenser Containment (UDC) 469b: None; Corrosion Prevention 448a: No; Corrosion Prevention 448b: No; Corrosion Prevention 448c: No; UST Tank Certification / Applicant Information 471: Glenn Portillo; UST Tank Certification / Applicant Information 472: EHS Engineer; Equipment Testing and Preventive Maintenance 490-3a: Annually; Site Plot Plan Submitted 490-4: Site Plan Previously Submitted; Continuous Electronic Tank Monitoring 490-5: Yes; Continuous Electronic Tank Monitoring 490-6: Dry; Continuous Electronic Tank Monitoring 490-9: Levelite Optical; Automatic Tank Gauging 490-11: No; Monthly Statistical Inventory Reconciliation 490-20: No; Weekly Manual Tank Gauge 490-21: No; Tank Integrity Testing 490-23: No; Other Tank Monitoring 490-26: No; Continuous Monitoring of Piping Secondary Containment 490-28: No; Mechanical Line Leak Detector Performs 3 GPH Leak Test 490-36: No; Electronic Line Leak Detector Performs 3 GPH Leak Test 490-39: No; Pipeline Integrity Testing 490-45: No; Visual Pipeline Monitoring 490-48: Yes; Suction Piping Meets Exemption Criteria 490-50: No; No Regulated Piping Per Health and Safety Code, Division 20, Chapter 6.7 Is Connected To The Tank System 490-51: No; Other Pipeline Monitoring 490-52: No; Under Dispenser Containment (UDC) Monitoring 490-54a: No Dispensers; Periodic System Testing 490-65: No; Periodic System Testing 490-66: No; Periodic System Testing 490-67: No; Recordkeeping 490-68a: Yes; Recordkeeping 490-68b: Yes; Recordkeeping 490-68c: Yes; Recordkeeping 490-68d: No; Recordkeeping 490-68e: No; Recordkeeping 490-68f: No; Recordkeeping 490-68g: No; Recordkeeping 490-68h: Yes; Training 490-69a: Yes; Training 490-70: Yes; Personnel Responsibilities 490-72: Glenn Portillo; Personnel Responsibilities 490-73: EHSS Engineer; Personnel Responsibilities 490-74: Strata; Personnel Responsibilities 490-75: Environmental Services Company; UST Monitoring Plan Certification / Applicant Information 490-76: Authorized Representative of Owner; UST Monitoring Plan Certification / Applicant Information 490-78: Suzelle Moss; UST Monitoring Plan Certification / Applicant Information 490-79: EHSS Director | 2019-06-04 14:02 | 2019-06-11 09:14 | James Carver | El Segundo City Fire Department | CUPA
10131670 |  | Raytheon Company | 90101797 | Raytheon Company - E22 | 2018 E El Segundo Blvd | El Segundo | 90245 | UST Permanent Closure on Site | 18 | 10131670-004 | Field Constructed Tank<50k gal | A Stand-alone Tank | 19500 | 1981-01-01 | 2015-10-28 |  | 1 |  | Other |  | Other Non-petroleum |  | General Industrial Waste Water | Double Wall | Other |  | Other | Concrete | Yes | No | No | No | Single-walled | Pressure | Rigid Plastic |  | None |  | None | None |  | None |  | None | None |  | None |  | None |  | None |  | Fill Components Installed 451-a: No; Fill Components Installed 451-b: No; Fill Components Installed 451-c: No; Under Dispenser Containment (UDC) 469a: No Dispensers; Under Dispenser Containment (UDC) 469b: None; Corrosion Prevention 448a: No; Corrosion Prevention 448b: No; Corrosion Prevention 448c: No; UST Tank Certification / Applicant Information 471: Glenn Portillo; UST Tank Certification / Applicant Information 472: EHS Engineer; Equipment Testing and Preventive Maintenance 490-3a: Annually; Site Plot Plan Submitted 490-4: Site Plan Previously Submitted; Continuous Electronic Tank Monitoring 490-5: Yes; Continuous Electronic Tank Monitoring 490-6: Dry; Continuous Electronic Tank Monitoring 490-9: Levelite Optical; Automatic Tank Gauging 490-11: No; Monthly Statistical Inventory Reconciliation 490-20: No; Weekly Manual Tank Gauge 490-21: No; Tank Integrity Testing 490-23: No; Other Tank Monitoring 490-26: No; Continuous Monitoring of Piping Secondary Containment 490-28: No; Mechanical Line Leak Detector Performs 3 GPH Leak Test 490-36: No; Electronic Line Leak Detector Performs 3 GPH Leak Test 490-39: No; Pipeline Integrity Testing 490-45: No; Visual Pipeline Monitoring 490-48: Yes; Suction Piping Meets Exemption Criteria 490-50: No; No Regulated Piping Per Health and Safety Code, Division 20, Chapter 6.7 Is Connected To The Tank System 490-51: No; Other Pipeline Monitoring 490-52: No; Under Dispenser Containment (UDC) Monitoring 490-54a: No Dispensers; Periodic System Testing 490-65: No; Periodic System Testing 490-66: No; Periodic System Testing 490-67: No; Recordkeeping 490-68a: Yes; Recordkeeping 490-68b: Yes; Recordkeeping 490-68c: Yes; Recordkeeping 490-68d: No; Recordkeeping 490-68e: No; Recordkeeping 490-68f: No; Recordkeeping 490-68g: No; Recordkeeping 490-68h: Yes; Training 490-69a: Yes; Training 490-70: Yes; Personnel Responsibilities 490-72: Glenn Portillo; Personnel Responsibilities 490-73: EHSS Engineer; Personnel Responsibilities 490-74: Strata; Personnel Responsibilities 490-75: Environmental Services Company; UST Monitoring Plan Certification / Applicant Information 490-76: Authorized Representative of Owner; UST Monitoring Plan Certification / Applicant Information 490-78: Suzelle Moss; UST Monitoring Plan Certification / Applicant Information 490-79: EHSS Director | 2019-06-04 14:02 | 2019-06-11 09:14 | James Carver | El Segundo City Fire Department | CUPA
10131670 |  | Raytheon Company | 90101797 | Raytheon Company - E22 | 2018 E El Segundo Blvd | El Segundo | 90245 | UST Permanent Closure on Site | 19 | 10131670-005 | Field Constructed Tank<50k gal | A Stand-alone Tank | 44000 | 1981-01-01 | 2015-10-28 |  | 1 |  | Other |  | Other Non-petroleum |  | General Industrial Waste Water | Double Wall | Other |  | Other | Concrete | Yes | No | No | No | Single-walled | Pressure | Rigid Plastic |  | None |  | None | None |  | None |  | None | None |  | None |  | None |  | None |  | Fill Components Installed 451-a: No; Fill Components Installed 451-b: No; Fill Components Installed 451-c: No; Under Dispenser Containment (UDC) 469a: No Dispensers; Under Dispenser Containment (UDC) 469b: None; Corrosion Prevention 448a: No; Corrosion Prevention 448b: No; Corrosion Prevention 448c: No; UST Tank Certification / Applicant Information 471: Glenn Portillo; UST Tank Certification / Applicant Information 472: EHS Engineer; Equipment Testing and Preventive Maintenance 490-3a: Annually; Site Plot Plan Submitted 490-4: Site Plan Previously Submitted; Continuous Electronic Tank Monitoring 490-5: Yes; Continuous Electronic Tank Monitoring 490-6: Dry; Continuous Electronic Tank Monitoring 490-9: Levelite Optical; Automatic Tank Gauging 490-11: No; Monthly Statistical Inventory Reconciliation 490-20: No; Weekly Manual Tank Gauge 490-21: No; Tank Integrity Testing 490-23: No; Other Tank Monitoring 490-26: No; Continuous Monitoring of Piping Secondary Containment 490-28: No; Mechanical Line Leak Detector Performs 3 GPH Leak Test 490-36: No; Electronic Line Leak Detector Performs 3 GPH Leak Test 490-39: No; Pipeline Integrity Testing 490-45: No; Visual Pipeline Monitoring 490-48: Yes; Suction Piping Meets Exemption Criteria 490-50: No; No Regulated Piping Per Health and Safety Code, Division 20, Chapter 6.7 Is Connected To The Tank System 490-51: No; Other Pipeline Monitoring 490-52: No; Under Dispenser Containment (UDC) Monitoring 490-54a: No Dispensers; Periodic System Testing 490-65: No; Periodic System Testing 490-66: No; Periodic System Testing 490-67: No; Recordkeeping 490-68a: Yes; Recordkeeping 490-68b: Yes; Recordkeeping 490-68c: Yes; Recordkeeping 490-68d: No; Recordkeeping 490-68e: No; Recordkeeping 490-68f: No; Recordkeeping 490-68g: No; Recordkeeping 490-68h: Yes; Training 490-69a: Yes; Training 490-70: Yes; Personnel Responsibilities 490-72: Glenn Portillo; Personnel Responsibilities 490-73: EHSS Engineer; Personnel Responsibilities 490-74: Strata; Personnel Responsibilities 490-75: Environmental Services Company; UST Monitoring Plan Certification / Applicant Information 490-76: Authorized Representative of Owner; UST Monitoring Plan Certification / Applicant Information 490-78: Suzelle Moss; UST Monitoring Plan Certification / Applicant Information 490-79: EHSS Director | 2019-06-04 14:02 | 2019-06-11 09:14 | James Carver | El Segundo City Fire Department | CUPA
10132168 |  | US Government, Los Angeles Air Force Base | 90105169 | US Government, Los Angeles Air Force Base | 483 N Aviation Blvd | El Segundo | 90245 | Confirmed/Updated Information | 001 | 10132168-001 | Xerxes | One in a Compartmented Unit | 12000 | 2008-05-23 |  |  | 2 |  | Motor Vehicle Fueling |  | Regular Unleaded |  |  | Double Wall | Fiberglass |  | Fiberglass |  | No | No | Yes | No | Double-walled | Pressure | Fiberglass |  | Fiberglass |  | Double-walled | Fiberglass |  | Fiberglass |  | Double-walled | Fiberglass |  | Fiberglass |  | Steel |  | Fiberglass |  | Yes | Yes | Yes | Double-walled | Fiberglass |  | No | No | Yes |  |  |  | Annually |  | Site Plan Previously Submitted | Yes | Liquid-Filled | Veeder Root | TLS-350 | Veeder Root | VR-303 | No | [8 empty] | No | No |  | Yes | Annually |  | No |  | Yes | Under Vacuum | Veeder Root | TSI-350-PLUS | Mag Veeder Rppt | MAG-857080-304/208 | Yes | Yes | No |  |  | Yes | Veeter Root | PLLD 8484 |  | Yes | Yes | Yes | Annually |  | No |  | No | No | No |  | Continuous |  | Veeder Root | TSL-350-PLUS | Veeder Root | 304 and 208 | Yes | Yes | Yes | Yes | Double-walled | Liquid |  | No | No | Yes | Yes | Yes | Yes | No | Yes | No | No | No | Yes | [8 empty] | Yes |  | Nathan Sherman | System Operator | Kenneth Walker | Assistant Store Manager |  |  |  |  | 2024-01-19 10:32 | 2024-03-11 16:18 | victor morales | El Segundo City Fire Department | CUPA
10132168 |  | US Government, Los Angeles Air Force Base | 90105169 | US Government, Los Angeles Air Force Base | 483 N Aviation Blvd | El Segundo | 90245 | Confirmed/Updated Information | 002 | 10132168-002 | Xerxes | One in a Compartmented Unit | 10000 | 2008-05-23 |  |  | 2 |  | Motor Vehicle Fueling |  | Premium Unleaded |  |  | Double Wall | Fiberglass |  | Fiberglass |  | Yes | No | No | No | Double-walled | Pressure | Fiberglass |  | Fiberglass |  | Double-walled | Fiberglass |  | Fiberglass |  | Double-walled | Fiberglass |  | Fiberglass |  | Steel |  | Fiberglass |  | Yes | Yes | Yes | Double-walled | Fiberglass |  | No | No | Yes |  |  |  | Annually |  | Site Plan Previously Submitted | Yes | Liquid-Filled | Veeder Root | TLS-350 | Veeder Root | VR-303 | No | [8 empty] | No | No |  | Yes | Annually |  | No |  | Yes | Under Vacuum | Veeder Root | TSI-350-PLUS | Mag Veeder Rppt | MAG-857080-304/208 | Yes | Yes | No |  |  | Yes | Veeter Root | PLLD 8484 |  | Yes | Yes | Yes | Annually |  | No |  | No | No | No |  | Continuous |  | Veeder Root | TSL-350-PLUS | Veeder Root | 304 and 208 | Yes | Yes | Yes | Yes | Double-walled | Liquid |  | No | No | Yes | Yes | Yes | Yes | No | Yes | No | No | No | Yes | [8 empty] | Yes |  | Nathan Sherman | System Operator | Kenneth Walker | Assistant Store Manager |  |  |  |  | 2024-01-19 10:32 | 2024-03-11 16:18 | victor morales | El Segundo City Fire Department | CUPA
10155413 |  | Air Products Manaufacturing Corporation | 90129160 | Air Products Manufacturing Corporation - El Segundo | 2021 Rosecrans Ave | El Segundo | 90245 | UST Removal | 1 | 10155413-001 | Owens-Corning | A Stand-alone Tank | 10000 | 1989-11-01 | 2017-02-24 |  | 1 |  | Motor Vehicle Fueling |  | Diesel |  |  | Double Wall | Other |  | Other | FRP Compatible w/ 100% Methanol | Yes | No | Yes | No | Double-walled | Pressure | Other |  | Other | FRP Compatible w/ 100% Methanol | Double-walled | Steel |  | None |  | None | None |  | None |  | Steel |  | None |  | Yes | Yes | No | Single-walled | Fiberglass |  | No | No | Yes |  | Jim Reebel | Sr. Environmental Engineer | Annually |  | New Plan Submitted | Yes | Liquid-Filled | Veeder-Root | TLS350 | Veeder-Root | TLS350 | No | [8 empty] | No | No |  | Yes | Other |  | No |  | Yes | Dry | Veeder-Root | TLS350 | Veeder-Root | TLS350 | Yes | Yes | Yes | Red-Jacket | Unknown | No | [5 empty] | Yes | Other |  | No |  | No | No | No |  | Continuous |  | Veeder-Root | 350 | Beaudreau | UDC Panel Sensor | Yes | Yes | Yes | Yes | Single-walled |  |  | No | Yes | Yes | Yes | Yes | Yes | No | No | No | No | Yes | Yes | [7 empty] | Annual UST Training (Site Specific); Site UST Manual/Notebook | Yes |  | Erick Hawkins | Site Supervisor | Robert Curzi | Plant Manager | Authorized Representative of Owner |  | Jim Reebel | Sr. Environmental Engineer | 2017-02-27 09:10 | 2017-03-08 12:50 | James Carver | El Segundo City Fire Department | CUPA
10155413 |  | Air Products Manaufacturing Corporation | 90129160 | Air Products Manufacturing Corporation - El Segundo | 2021 Rosecrans Ave | El Segundo | 90245 | UST Removal | 2 | 10155413-002 | Owens-Corning | A Stand-alone Tank | 10000 | 1989-11-01 | 2017-02-24 |  | 1 |  | Motor Vehicle Fueling |  | Diesel |  |  | Double Wall | Other |  | Other | FRP Compatible w/ 100% Methanol | Yes | No | Yes | No | Double-walled | Pressure | Other |  | Other | FRP Compatible w/ 100% Methanol | Double-walled | Steel |  | None |  | None | None |  | None |  | Steel |  | None |  | Yes | Yes | No | Single-walled | Fiberglass |  | No | No | Yes |  | Jim Reebel | Sr. Environmental Engineer | Annually |  | New Plan Submitted | Yes | Liquid-Filled | Veeder-Root | TLS350 | Veeder-Root | TLS350 | No | [8 empty] | No | No |  | Yes | Other |  | No |  | Yes | Dry | Veeder-Root | TLS350 | Veeder-Root | TLS350 | Yes | Yes | Yes | Red-Jacket | Unknown | No | [5 empty] | Yes | Other |  | No |  | No | No | No |  | Continuous |  | Veeder-Root | 350 | Beaudreau | UDC Panel Sensor | Yes | Yes | Yes | Yes | Single-walled |  |  | No | Yes | Yes | Yes | Yes | Yes | No | No | No | No | Yes | Yes | [7 empty] | Annual UST Training (Site Specific); Site UST Manual/Notebook | Yes |  | Erick Hawkins | Site Supervisor | Robert Curzi | Plant Manager | Authorized Representative of Owner |  | Jim Reebel | Sr. Environmental Engineer | 2017-02-27 09:10 | 2017-03-08 12:50 | James Carver | El Segundo City Fire Department | CUPA
10155549 | 30-0119 | PACIFIC BELL TELEPHONE COMPANY dba AT&T CALIFORNIA | 90002299 | AT&T California - A5110 | 201 S Douglas St | El Segundo | 90245 | Confirmed/Updated Information | A5110U002 | 10155549-001 | TRUSCO | A Stand-alone Tank | 10128 | 1991-01-01 |  |  | 1 | North side of building exterior, parking lot. | Emergency Generator Fuel |  | Diesel |  |  | Double Wall | Steel |  | Other |  | Yes | No | No | No | Double-walled | Conventional Suction | Flexible |  | Flexible |  | Single-walled | Fiberglass |  | Fiberglass |  | None | None |  | None |  | Steel |  | Fiberglass |  | Yes | Yes | Yes | No Dispensers |  |  | No | No | Yes |  | Sarah Bullock | Authorized Agent to AT&T | Annually |  | New Plan Submitted | Yes | Dry | Veeder-Root | TLS-350 Plus | Veeder-Root | 794390-420 | Yes | Veeder-Root | TLS-350 | Veeder-Root | 847390-107 | Continuous |  | 0.2 GPH |  | No | No |  | No |  |  | No |  | Yes | Dry | Veeder- Root | TLS-350 Plus | Veeder-Root | 794380-208 | No | No | No |  |  | No | [5 empty] | No |  |  | Yes |  | No | No | No |  | No Dispensers | [12 empty] | No | Yes | Yes | Yes | Yes | No | No | No | No | No | Yes | Yes | [7 empty] | UST Monitoring Plan, Operating Manuals | Yes | (L1)Annular Space 794390-420;(L2)Piping Sump,(L3)Transition Sump 794380-208. | Tait Environmental Services | AT&T Authorized Vendor | AT&T Environmental Health and Safety | Call Center | Tank Owner/Operator |  | Lisa Espinosa | Manager - EH&S | 2024-05-31 07:18 | 2024-06-13 10:16 | Jairo Garcia | El Segundo City Fire Department | CUPA
10155769 |  | RAR2-Campus 2100,LLC | 90392995 | RAR2-CAMPUS 2100,LLC | 2100 E Grand Ave | El Segundo | 90245 | UST Removal | #1 | 10155769-003 |  | A Stand-alone Tank | 2500 |  | 2014-05-21 |  | 1 |  | Emergency Generator Fuel |  | Diesel |  |  | Double Wall | Fiberglass |  | Fiberglass |  | No | Yes | Yes | No | Single-walled | Gravity | Steel |  |  |  | Single-walled | Steel |  | None |  | None | None |  | None |  | Steel |  | None |  | Fill Components Installed 451-a: Yes; Fill Components Installed 451-b: Yes; Fill Components Installed 451-c: No; Under Dispenser Containment (UDC) 469a: No Dispensers; Under Dispenser Containment (UDC) 469b: None; Corrosion Prevention 448a: Yes; Corrosion Prevention 448b: No; Corrosion Prevention 448c: No; UST Tank Certification / Applicant Information 471: Todd Ezzell; UST Tank Certification / Applicant Information 472: Facility Supervisor; Equipment Testing and Preventive Maintenance 490-3a: Annually; Site Plot Plan Submitted 490-4: Site Plan Previously Submitted; Continuous Electronic Tank Monitoring 490-5: Yes; Continuous Electronic Tank Monitoring 490-6: Dry; Continuous Electronic Tank Monitoring 490-7: Veeder Root; Continuous Electronic Tank Monitoring 490-8: TLS 350; Continuous Electronic Tank Monitoring 490-9: Veeder Root; Automatic Tank Gauging 490-11: No; Monthly Statistical Inventory Reconciliation 490-20: No; Weekly Manual Tank Gauge 490-21: No; Tank Integrity Testing 490-23: No; Other Tank Monitoring 490-26: No; Continuous Monitoring of Piping Secondary Containment 490-28: No; Mechanical Line Leak Detector Performs 3 GPH Leak Test 490-36: No; Electronic Line Leak Detector Performs 3 GPH Leak Test 490-39: No; Pipeline Integrity Testing 490-45: No; Visual Pipeline Monitoring 490-48: No; Suction Piping Meets Exemption Criteria 490-50: Yes; No Regulated Piping Per Health and Safety Code, Division 20, Chapter 6.7 Is Connected To The Tank System 490-51: No; Other Pipeline Monitoring 490-52: No; Under Dispenser Containment (UDC) Monitoring 490-54a: No Dispensers; Periodic System Testing 490-65: No; Periodic System Testing 490-66: Yes; Periodic System Testing 490-67: Yes; Recordkeeping 490-68a: Yes; Recordkeeping 490-68b: Yes; Recordkeeping 490-68c: Yes; Recordkeeping 490-68d: No; Recordkeeping 490-68e: No; Recordkeeping 490-68f: No; Recordkeeping 490-68g: Yes; Recordkeeping 490-68h: Yes; Training 490-69a: Yes; Training 490-70: No; Comments and Additional Information 490-71: the ust was removes elsegundo fire department has the destruction documents on file; Personnel Responsibilities 490-72: Todd Ezell; Personnel Responsibilities 490-73: Facilty Supervisor; UST Monitoring Plan Certification / Applicant Information 490-76: Authorized Representative of Owner; UST Monitoring Plan Certification / Applicant Information 490-78: Todd Ezzell; UST Monitoring Plan Certification / Applicant Information 490-79: Facilty Supervisor | 2016-11-29 11:49 | 2016-12-01 11:44 | James Carver | El Segundo City Fire Department | CUPA
10155769 |  | RAR2-Campus 2100,LLC | 90392995 | RAR2-CAMPUS 2100,LLC | 2100 E Grand Ave | El Segundo | 90245 | UST Permanent Closure on Site | 19013300024 | 10155769-001 | XERES | A Stand-alone Tank | 2350 | 1988-02-10 | 2014-05-14 |  | 1 | Emergency Generator | Emergency Generator Fuel |  | Diesel |  |  | Double Wall | Fiberglass |  | Fiberglass |  | No | No | No | No | Single-walled | Conventional Suction | Steel |  | None |  | None | Steel |  |  |  | None | None |  | None |  | Steel |  | None |  | Fill Components Installed 451-a: Yes; Fill Components Installed 451-b: Yes; Fill Components Installed 451-c: No; Under Dispenser Containment (UDC) 469a: No Dispensers; Under Dispenser Containment (UDC) 469b: None; Corrosion Prevention 448a: Yes; Corrosion Prevention 448b: No; Corrosion Prevention 448c: No; UST Tank Certification / Applicant Information 471: Todd E. Ezell Sr; UST Tank Certification / Applicant Information 472: facility Supervisor DO; Equipment Testing and Preventive Maintenance 490-3a: Annually; Site Plot Plan Submitted 490-4: Site Plan Previously Submitted; Continuous Electronic Tank Monitoring 490-5: Yes; Continuous Electronic Tank Monitoring 490-6: Dry; Continuous Electronic Tank Monitoring 490-7: veder root tsl 300; Continuous Electronic Tank Monitoring 490-8: TSL 300; Continuous Electronic Tank Monitoring 490-9: veder root; Automatic Tank Gauging 490-11: No; Monthly Statistical Inventory Reconciliation 490-20: No; Weekly Manual Tank Gauge 490-21: No; Tank Integrity Testing 490-23: Yes; Tank Integrity Testing 490-24: Other; Other Tank Monitoring 490-26: No; Continuous Monitoring of Piping Secondary Containment 490-28: No; Mechanical Line Leak Detector Performs 3 GPH Leak Test 490-36: No; Electronic Line Leak Detector Performs 3 GPH Leak Test 490-39: No; Pipeline Integrity Testing 490-45: No; Visual Pipeline Monitoring 490-48: No; Suction Piping Meets Exemption Criteria 490-50: Yes; No Regulated Piping Per Health and Safety Code, Division 20, Chapter 6.7 Is Connected To The Tank System 490-51: No; Other Pipeline Monitoring 490-52: No; Under Dispenser Containment (UDC) Monitoring 490-54a: No Dispensers; Periodic System Testing 490-65: No; Periodic System Testing 490-66: Yes; Periodic System Testing 490-67: Yes; Recordkeeping 490-68a: Yes; Recordkeeping 490-68b: Yes; Recordkeeping 490-68c: Yes; Recordkeeping 490-68d: No; Recordkeeping 490-68e: Yes; Recordkeeping 490-68f: No; Recordkeeping 490-68g: Yes; Recordkeeping 490-68h: Yes; Training 490-69a: No; Training 490-70: No; Personnel Responsibilities 490-72: Todd E. Ezzell Sr.; Personnel Responsibilities 490-73: Facility Supervisor Desognatod Operator; Personnel Responsibilities 490-74: Izaac Sanches; Personnel Responsibilities 490-75: Facility Teck; UST Monitoring Plan Certification / Applicant Information 490-76: Facility Owner/Operator; UST Monitoring Plan Certification / Applicant Information 490-78: Todd E. Ezell Sr; UST Monitoring Plan Certification / Applicant Information 490-79: facility Supervisor DO | 2017-08-16 15:26 | 2017-08-16 15:56 | Genevieve Stewart | El Segundo City Fire Department | CUPA
10190397 |  | Chevron Products Company El Segundo | 90161722 | Chevron EF&S Division | 352 E El Segundo Blvd | El Segundo | 90245 | Confirmed/Updated Information | D-0029 | 10190397-001 | Owens-Corning | A Stand-alone Tank | 10000 | 1986-01-01 |  |  | 1 |  | Motor Vehicle Fueling |  | Regular Unleaded |  |  | Double Wall | Fiberglass |  | Fiberglass |  | Yes | No | Yes | No | Double-walled | Pressure | Fiberglass |  | Fiberglass |  | Single-walled | Fiberglass |  | None |  | None | Fiberglass |  | None |  | Steel |  | Fiberglass |  | Yes | Yes | Yes | Single-walled | Fiberglass |  | No | No | Yes |  | Tim Brown | Battalion Chief | Annually |  | Site Plan Previously Submitted | Yes | Dry | Veeder Root | TLS-350 | Veeder Root | 407 | No | [8 empty] | No | No |  | No |  |  | No |  | Yes | Dry | Veeder Root | TLS-350 | Veeder Root | STP 208 and Fill Sump 420 | Yes | Yes | Yes | Red Jacket | FX1V | No | [5 empty] | Yes | Annually |  | No |  | No | No | No |  | Continuous |  | Veeder Root | TLS-350 | Veeder Root | 208 | Yes | Yes | Yes | No | Single-walled |  |  | No | Yes | Yes | Yes | No | No | No | No | No | No | Yes | Yes | [8 empty] | Yes | Tank Probe is ATG 109 | Terence Campbell | Battalion Chief | Nicholas Cowing | UST System Designated Operator | Tank Owner/Operator |  | Tim Brown | Battalion Chief | 2024-05-13 17:41 | 2024-05-24 14:21 | Jairo Garcia | El Segundo City Fire Department | CUPA
10190413 |  | Chevron Products Company El Segundo | 90161722 | Chevron LSFO Complex Control Room | 520 E El Segundo Blvd | El Segundo | 90245 | Confirmed/Updated Information | D-1864 | 10190413-002 | Chevron | A Stand-alone Tank | 2693 | 1998-01-01 |  |  | 1 |  | Chemical Product Storage |  | Other Non-petroleum |  | Diethanol Amine (DEA) | Double Wall | Steel |  | Steel |  | Yes | No | No | No | Other | Gravity | None |  | None |  | None | None |  | None |  | None | None |  | None |  | Steel |  | None |  | Fill Components Installed 451-a: No; Fill Components Installed 451-b: No; Fill Components Installed 451-c: Yes; Under Dispenser Containment (UDC) 469a: No Dispensers; Corrosion Prevention 448a: No; Corrosion Prevention 448b: No; Corrosion Prevention 448c: Yes; UST Tank Certification / Applicant Information 471: Byron Spencer; UST Tank Certification / Applicant Information 472: Operating Assistant; Equipment Testing and Preventive Maintenance 490-3a: Annually; Site Plot Plan Submitted 490-4: Site Plan Previously Submitted; Continuous Electronic Tank Monitoring 490-5: Yes; Continuous Electronic Tank Monitoring 490-6: Dry; Continuous Electronic Tank Monitoring 490-7: Veeder Root; Continuous Electronic Tank Monitoring 490-8: TLS-300C; Continuous Electronic Tank Monitoring 490-9: Veeder Root; Continuous Electronic Tank Monitoring 490-10: 794380-420; Automatic Tank Gauging 490-11: No; Monthly Statistical Inventory Reconciliation 490-20: No; Weekly Manual Tank Gauge 490-21: No; Tank Integrity Testing 490-23: Yes; Tank Integrity Testing 490-24: Other; Other Tank Monitoring 490-26: No; Continuous Monitoring of Piping Secondary Containment 490-28: No; Mechanical Line Leak Detector Performs 3 GPH Leak Test 490-36: No; Electronic Line Leak Detector Performs 3 GPH Leak Test 490-39: No; Pipeline Integrity Testing 490-45: No; Visual Pipeline Monitoring 490-48: No; Suction Piping Meets Exemption Criteria 490-50: No; No Regulated Piping Per Health and Safety Code, Division 20, Chapter 6.7 Is Connected To The Tank System 490-51: Yes; Other Pipeline Monitoring 490-52: No; Under Dispenser Containment (UDC) Monitoring 490-54a: No Dispensers; Periodic System Testing 490-65: No; Periodic System Testing 490-66: Yes; Periodic System Testing 490-67: No; Recordkeeping 490-68a: Yes; Recordkeeping 490-68b: Yes; Recordkeeping 490-68c: Yes; Recordkeeping 490-68d: No; Recordkeeping 490-68e: No; Recordkeeping 490-68f: No; Recordkeeping 490-68g: No; Recordkeeping 490-68h: Yes; Training 490-69a: Yes; Training 490-70: Yes; Personnel Responsibilities 490-72: Matthew Lowry; Personnel Responsibilities 490-73: Operting Assistant; UST Monitoring Plan Certification / Applicant Information 490-76: Tank Owner/Operator; UST Monitoring Plan Certification / Applicant Information 490-78: Byron Spencer; UST Monitoring Plan Certification / Applicant Information 490-79: Operating Assistant | 2024-05-13 17:21 | 2024-05-24 14:18 | Jairo Garcia | El Segundo City Fire Department | CUPA
10190413 |  | Chevron Products Company El Segundo | 90161722 | Chevron LSFO Complex Control Room | 520 E El Segundo Blvd | El Segundo | 90245 | Confirmed/Updated Information | D-1383 | 10190413-001 | Redwine | A Stand-alone Tank | 1310 | 1990-01-10 |  |  | 1 |  | Chemical Product Storage |  | Other Non-petroleum |  | Potassium Carbonate | Double Wall | Steel |  | Steel |  | Yes | No | No | No | Other | Gravity | None |  | None |  | None | None |  | None |  | None | None |  | None |  | Steel |  | None |  | Fill Components Installed 451-a: No; Fill Components Installed 451-b: No; Fill Components Installed 451-c: Yes; Under Dispenser Containment (UDC) 469a: No Dispensers; Under Dispenser Containment (UDC) 469b: None; Corrosion Prevention 448a: No; Corrosion Prevention 448b: No; Corrosion Prevention 448c: Yes; UST Tank Certification / Applicant Information 471: Byron Spencer; UST Tank Certification / Applicant Information 472: Operating Assistant; Equipment Testing and Preventive Maintenance 490-3a: Annually; Site Plot Plan Submitted 490-4: Site Plan Previously Submitted; Continuous Electronic Tank Monitoring 490-5: Yes; Continuous Electronic Tank Monitoring 490-6: Liquid-Filled; Continuous Electronic Tank Monitoring 490-7: Veeder Root; Continuous Electronic Tank Monitoring 490-8: TLS-300C; Continuous Electronic Tank Monitoring 490-9: Veeder Root; Continuous Electronic Tank Monitoring 490-10: 794380-303; Automatic Tank Gauging 490-11: No; Monthly Statistical Inventory Reconciliation 490-20: No; Weekly Manual Tank Gauge 490-21: No; Tank Integrity Testing 490-23: No; Other Tank Monitoring 490-26: Yes; Continuous Monitoring of Piping Secondary Containment 490-28: No; Mechanical Line Leak Detector Performs 3 GPH Leak Test 490-36: No; Electronic Line Leak Detector Performs 3 GPH Leak Test 490-39: No; Pipeline Integrity Testing 490-45: No; Visual Pipeline Monitoring 490-48: No; Suction Piping Meets Exemption Criteria 490-50: No; No Regulated Piping Per Health and Safety Code, Division 20, Chapter 6.7 Is Connected To The Tank System 490-51: Yes; Other Pipeline Monitoring 490-52: No; Under Dispenser Containment (UDC) Monitoring 490-54a: No Dispensers; Periodic System Testing 490-65: No; Periodic System Testing 490-66: Yes; Periodic System Testing 490-67: No; Recordkeeping 490-68a: Yes; Recordkeeping 490-68b: Yes; Recordkeeping 490-68c: Yes; Recordkeeping 490-68d: No; Recordkeeping 490-68e: No; Recordkeeping 490-68f: No; Recordkeeping 490-68g: No; Recordkeeping 490-68h: Yes; Training 490-69a: Yes; Training 490-70: Yes; Personnel Responsibilities 490-72: Matthew Lowry; Personnel Responsibilities 490-73: Operating Assistant; UST Monitoring Plan Certification / Applicant Information 490-76: Tank Owner/Operator; UST Monitoring Plan Certification / Applicant Information 490-78: Byron Spencer; UST Monitoring Plan Certification / Applicant Information 490-79: Operating Assistant | 2024-05-13 17:21 | 2024-05-24 14:18 | Jairo Garcia | El Segundo City Fire Department | CUPA
10190423 |  | Chevron Products Company El Segundo | 90161722 | Chevron Isomax Complex Control Room | 1290 E El Segundo Blvd | El Segundo | 90245 | Confirmed/Updated Information | D-0888 | 10190423-001 | Alameda Tank | A Stand-alone Tank | 1863 | 1990-01-01 |  |  | 1 |  | Chemical Product Storage |  | Other Non-petroleum |  | Diethyl Amine (DEA) | Double Wall | Steel |  | Steel |  | Yes | No | No | No | Other | Gravity | None |  | None |  | None | None |  | None |  | None | None |  | None |  | Steel |  | None |  | Fill Components Installed 451-a: No; Fill Components Installed 451-b: No; Fill Components Installed 451-c: No; Under Dispenser Containment (UDC) 469a: No Dispensers; Under Dispenser Containment (UDC) 469b: None; Corrosion Prevention 448a: Yes; Corrosion Prevention 448b: No; Corrosion Prevention 448c: No; UST Tank Certification / Applicant Information 471: Bryan Baylor; UST Tank Certification / Applicant Information 472: Operating Assistant; Equipment Testing and Preventive Maintenance 490-3a: Annually; Site Plot Plan Submitted 490-4: Site Plan Previously Submitted; Continuous Electronic Tank Monitoring 490-5: Yes; Continuous Electronic Tank Monitoring 490-6: Dry; Continuous Electronic Tank Monitoring 490-7: Veeder Root; Continuous Electronic Tank Monitoring 490-8: TLS-300C; Continuous Electronic Tank Monitoring 490-9: Veeder Root; Continuous Electronic Tank Monitoring 490-10: 794380-420; Automatic Tank Gauging 490-11: No; Monthly Statistical Inventory Reconciliation 490-20: No; Weekly Manual Tank Gauge 490-21: No; Tank Integrity Testing 490-23: Yes; Tank Integrity Testing 490-24: Other; Other Tank Monitoring 490-26: Yes; Continuous Monitoring of Piping Secondary Containment 490-28: No; Mechanical Line Leak Detector Performs 3 GPH Leak Test 490-36: No; Electronic Line Leak Detector Performs 3 GPH Leak Test 490-39: No; Pipeline Integrity Testing 490-45: No; Visual Pipeline Monitoring 490-48: No; Suction Piping Meets Exemption Criteria 490-50: No; No Regulated Piping Per Health and Safety Code, Division 20, Chapter 6.7 Is Connected To The Tank System 490-51: Yes; Other Pipeline Monitoring 490-52: No; Under Dispenser Containment (UDC) Monitoring 490-54a: No Dispensers; Periodic System Testing 490-65: No; Periodic System Testing 490-66: Yes; Periodic System Testing 490-67: No; Recordkeeping 490-68a: Yes; Recordkeeping 490-68b: Yes; Recordkeeping 490-68c: Yes; Recordkeeping 490-68d: No; Recordkeeping 490-68e: No; Recordkeeping 490-68f: No; Recordkeeping 490-68g: Yes; Recordkeeping 490-68h: Yes; Training 490-69a: Yes; Training 490-70: Yes; Personnel Responsibilities 490-72: Stewart Harwell; Personnel Responsibilities 490-73: Operating Assistant; UST Monitoring Plan Certification / Applicant Information 490-76: Facility Owner/Operator; UST Monitoring Plan Certification / Applicant Information 490-78: Bryan Baylor; UST Monitoring Plan Certification / Applicant Information 490-79: Operating Assistant | 2024-05-13 17:34 | 2024-05-24 14:19 | Jairo Garcia | El Segundo City Fire Department | CUPA
10206673 |  | Circle K Stores Inc. | 90141874 | Circle K Stores Inc. Site #2709416 | 765 N Pacific Coast Hwy | El Segundo | 90245 | Confirmed/Updated Information | 2 | 10206673-002 | Owens-Corning | A Stand-alone Tank | 10000 | 1988-01-01 |  |  | 1 | Diesel Prod. UST.(Previously 89 Prod.). | Motor Vehicle Fueling |  | Diesel |  |  | Double Wall | Fiberglass |  | Fiberglass |  | Yes | No | Yes | No | Double-walled | Pressure | Fiberglass |  | Fiberglass |  | Double-walled | Fiberglass |  | Fiberglass |  | Double-walled | None |  | None |  | Steel |  | Fiberglass |  | Yes | Yes | Yes | Single-walled | Fiberglass |  | No | No | Yes |  | Robert Velasco | Agent For Circle K | Annually |  | New Plan Submitted | Yes | Dry | Veeder-Root | TLS-350 | Veeder-Root | 794380-409 | No | [8 empty] | No | No |  | No |  |  | No |  | Yes | Dry | Veeder-Root | TLS-350 | Veeder-Root | 794380-208 | Yes | Yes | No |  |  | Yes | Veeder-Root | PLLD |  | Yes | Yes | No |  |  | No |  | No | No | Yes |  | Continuous |  | Veeder-Root | TLS-350 | Veeder-Root | 794380-208 | Yes | Yes | Yes | No | Single-walled |  |  | No | Yes | Yes | Yes | No | No | No | No | No | No | Yes | Yes | [7 empty] | Environmental Records Binder | Yes | ATG Manufacturer Veeder-Root model #MAG-1, ATG is being used for overfill prevention. | Bayron Alvarez | Emergency Contact | Reyna Mendez | Environmental Compliance Specialist | Authorized Representative of Owner |  | Robert Velasco | Agent For Circle K | 2024-05-07 16:29 | 2024-05-24 14:14 | Jairo Garcia | El Segundo City Fire Department | CUPA
10206673 |  | Circle K Stores Inc. | 90141874 | Circle K Stores Inc. Site #2709416 | 765 N Pacific Coast Hwy | El Segundo | 90245 | Confirmed/Updated Information | 1 | 10206673-001 | Owens-Corning | A Stand-alone Tank | 10000 | 1988-01-01 |  |  | 1 | 87 Prod. Main UST. | Motor Vehicle Fueling |  | Regular Unleaded |  |  | Double Wall | Fiberglass |  | Fiberglass |  | Yes | No | Yes | No | Double-walled | Pressure | Fiberglass |  | Fiberglass |  | Double-walled | Fiberglass |  | None |  | Double-walled | Fiberglass |  | None |  | Steel |  | Fiberglass |  | Yes | Yes | Yes | Single-walled | Fiberglass |  | No | No | Yes |  | Robert Velasco | Agent For Circle K | Annually |  | New Plan Submitted | Yes | Dry | Veeder-Root | TLS-350 | Veeder-Root | 794380-409 | No | [8 empty] | No | No |  | No |  |  | No |  | Yes | Dry | Veeder-Root | TLS-350 | Veeder-Root | 794380-344 | Yes | Yes | No |  |  | Yes | Veeder-Root | PLLD |  | Yes | Yes | No |  |  | No |  | No | No | Yes |  | Continuous |  | Veeder-Root | TLS-350 | Veeder-Root | 794380-208 | Yes | Yes | Yes | No | Single-walled |  |  | No | Yes | Yes | Yes | Yes | No | No | No | No | No | Yes | Yes | [7 empty] | Environmental Records Binder | Yes | ATG Manufacturer Veeder-Root model #MAG-1, ATG is being used for overfill prevention. | Bayron Alvarez | Emergency Contact | Reyna Mendez | Environmental Compliance Specialist | Authorized Representative of Owner |  | Robert Velasco | Agent For Circle K | 2024-05-07 16:29 | 2024-05-24 14:14 | Jairo Garcia | El Segundo City Fire Department | CUPA
10206673 |  | Circle K Stores Inc. | 90141874 | Circle K Stores Inc. Site #2709416 | 765 N Pacific Coast Hwy | El Segundo | 90245 | Confirmed/Updated Information | 4 | 10206673-004 | Owens-Corning | A Stand-alone Tank | 10000 | 1988-01-01 |  |  | 1 | 87 Prod. Syphon UST. | Motor Vehicle Fueling |  | Regular Unleaded |  |  | Double Wall | Fiberglass |  | Fiberglass |  | Yes | No | Yes | No | Double-walled | Conventional Suction | Fiberglass |  | Fiberglass |  | Double-walled | Fiberglass |  | None |  | Double-walled | Fiberglass |  | None |  | Steel |  | Fiberglass |  | Yes | Yes | Yes | Single-walled | Fiberglass |  | No | No | Yes |  | Robert Velasco | Agent For Circle K | Annually |  | New Plan Submitted | Yes | Dry | Veeder-Root | TLS-350 | Veeder-Root | 794380-409 | No | [8 empty] | No | No |  | No |  |  | No |  | Yes | Dry | Veeder-Root | TLS-350 | Veeder-Root | 794380-208 | Yes | Yes | No |  |  | No | [5 empty] | No |  |  | No |  | No | No | Yes |  | Continuous |  | Veeder-Root | TLS-350 | Veeder-Root | 794380-208 | Yes | Yes | Yes | No | Single-walled |  |  | No | Yes | Yes | Yes | No | No | No | No | No | No | Yes | Yes | [7 empty] | Environmental Records Binder | Yes | ATG Manufacturer Veeder-Root model #MAG-1, ATG is being used for overfill prevention. | Bayron Alvarez | Emergency Contact | Reyna Mendez | Environmental Compliance Specialist | Authorized Representative of Owner |  | Robert Velasco | Agent For Circle K | 2024-05-07 16:29 | 2024-05-24 14:14 | Jairo Garcia | El Segundo City Fire Department | CUPA
10206673 |  | Circle K Stores Inc. | 90141874 | Circle K Stores Inc. Site #2709416 | 765 N Pacific Coast Hwy | El Segundo | 90245 | Confirmed/Updated Information | 3 | 10206673-003 | Owens-Corning | A Stand-alone Tank | 10000 | 1988-01-01 |  |  | 1 | 91 Prod. UST. | Motor Vehicle Fueling |  | Premium Unleaded |  |  | Double Wall | Fiberglass |  | Fiberglass |  | Yes | No | Yes | No | Double-walled | Pressure | Fiberglass |  | Fiberglass |  | Double-walled | Fiberglass |  | None |  | Double-walled | Fiberglass |  | None |  | Steel |  | Fiberglass |  | Yes | Yes | Yes | Single-walled | Fiberglass |  | No | No | Yes |  | Robert Velasco | Agent For Circle K | Annually |  | New Plan Submitted | Yes | Dry | Veeder-Root | TLS-350 | Veeder-Root | 794380-409 | No | [8 empty] | No | No |  | No |  |  | No |  | Yes | Dry | Veeder-Root | TLS-350 | Veeder-Root | 794380-208 | Yes | Yes | No |  |  | Yes | Veeder-Root | PLLD |  | Yes | Yes | No |  |  | No |  | No | No | Yes |  | Continuous |  | Veeder-Root | TLS-350 | Veeder-Root | 794380-208 | Yes | Yes | Yes | No | Single-walled |  |  | No | Yes | Yes | Yes | No | No | No | No | No | No | Yes | Yes | [7 empty] | Environmental Records Binder | Yes | ATG Manufacturer Veeder-Root model #MAG-1, ATG is being used for overfill prevention. | Bayron Alvarez | Emergency Contact | Reyna Mendez | Environmental Compliance Specialist | Authorized Representative of Owner |  | Robert Velasco | Agent For Circle K | 2024-05-07 16:29 | 2024-05-24 14:14 | Jairo Garcia | El Segundo City Fire Department | CUPA
10401061 |  | Digital Realty Trust, LP | 90579550 | Digital 2260 East El Segundo, LLC | 2260 E El Segundo Blvd | El Segundo | 90245 | Confirmed/Updated Information | UST # 1 | 10401061-001 | XERXES | A Stand-alone Tank | 25000 | 2000-10-20 |  |  | 1 |  | Emergency Generator Fuel |  | Diesel |  |  | Double Wall | Fiberglass |  | Fiberglass |  | Yes | No | Yes | No | Double-walled | Pressure | Steel |  | Fiberglass |  | Single-walled | Fiberglass |  | None |  | None | None |  | None |  | Steel |  | None |  | Fill Components Installed 451-a: Yes; Fill Components Installed 451-b: Yes; Fill Components Installed 451-c: Yes; Under Dispenser Containment (UDC) 469a: No Dispensers; Corrosion Prevention 448a: No; Corrosion Prevention 448b: No; Corrosion Prevention 448c: Yes; UST Tank Certification / Applicant Information 471: Luis Salas; UST Tank Certification / Applicant Information 472: Chief Engineer; Equipment Testing and Preventive Maintenance 490-3a: Annually; Site Plot Plan Submitted 490-4: New Plan Submitted; Continuous Electronic Tank Monitoring 490-5: Yes; Continuous Electronic Tank Monitoring 490-6: Liquid-Filled; Continuous Electronic Tank Monitoring 490-7: Veeder-Root; Continuous Electronic Tank Monitoring 490-8: TLS-350; Continuous Electronic Tank Monitoring 490-9: Veeder-Root; Continuous Electronic Tank Monitoring 490-10: 794380-302; Automatic Tank Gauging 490-11: No; Monthly Statistical Inventory Reconciliation 490-20: No; Weekly Manual Tank Gauge 490-21: No; Tank Integrity Testing 490-23: No; Other Tank Monitoring 490-26: No; Continuous Monitoring of Piping Secondary Containment 490-28: Yes; Continuous Monitoring of Piping Secondary Containment 490-29: Dry; Continuous Monitoring of Piping Secondary Containment 490-30: Veeder-Root; Continuous Monitoring of Piping Secondary Containment 490-31: TLS-350; Continuous Monitoring of Piping Secondary Containment 490-32: Veeder-Root; Continuous Monitoring of Piping Secondary Containment 490-33: 794380-208; Continuous Monitoring of Piping Secondary Containment 490-34: No; Continuous Monitoring of Piping Secondary Containment 490-35: No; Mechanical Line Leak Detector Performs 3 GPH Leak Test 490-36: No; Electronic Line Leak Detector Performs 3 GPH Leak Test 490-39: Yes; Electronic Line Leak Detector Performs 3 GPH Leak Test 490-40: Franklin Fueling; Electronic Line Leak Detector Performs 3 GPH Leak Test 490-41: TS-550 EVO; Electronic Line Leak Detector Performs 3 GPH Leak Test 490-42: 0.2 GPH; Electronic Line Leak Detector Performs 3 GPH Leak Test 490-43: No; Electronic Line Leak Detector Performs 3 GPH Leak Test 490-44: No; Pipeline Integrity Testing 490-45: No; Visual Pipeline Monitoring 490-48: No; Suction Piping Meets Exemption Criteria 490-50: No; No Regulated Piping Per Health and Safety Code, Division 20, Chapter 6.7 Is Connected To The Tank System 490-51: No; Other Pipeline Monitoring 490-52: No; Under Dispenser Containment (UDC) Monitoring 490-54a: No Dispensers; Periodic System Testing 490-65: No; Periodic System Testing 490-66: Yes; Periodic System Testing 490-67: Yes; Recordkeeping 490-68a: Yes; Recordkeeping 490-68b: Yes; Recordkeeping 490-68c: Yes; Recordkeeping 490-68d: No; Recordkeeping 490-68e: No; Recordkeeping 490-68f: No; Recordkeeping 490-68g: No; Recordkeeping 490-68h: Yes; Training 490-69a: Yes; Training 490-70: Yes; Comments and Additional Information 490-71: Tanks have a manifold output. Both tanks and fuel lines are monitored by one ELLD.; Personnel Responsibilities 490-72: Michael Scott; Personnel Responsibilities 490-73: Designated UST Operator; Personnel Responsibilities 490-74: Albert Gunderson; Personnel Responsibilities 490-75: Chief Engineer; UST Monitoring Plan Certification / Applicant Information 490-76: Authorized Representative of Owner; UST Monitoring Plan Certification / Applicant Information 490-78: Albert Gunderson; UST Monitoring Plan Certification / Applicant Information 490-79: Chief engineer | 2024-03-25 10:39 | 2024-04-19 15:15 | Jairo Garcia | El Segundo City Fire Department | CUPA
10401061 |  | Digital Realty Trust, LP | 90579550 | Digital 2260 East El Segundo, LLC | 2260 E El Segundo Blvd | El Segundo | 90245 | Confirmed/Updated Information | UST # 2 | 10401061-002 | XERXES | A Stand-alone Tank | 25000 | 2000-10-20 |  |  | 1 |  | Emergency Generator Fuel |  | Diesel |  |  | Double Wall | Fiberglass |  | Fiberglass |  | Yes | No | Yes | No | Double-walled | Pressure | Steel |  | Fiberglass |  | Single-walled | Fiberglass |  | None |  | None | None |  | None |  | Steel |  | None |  | Fill Components Installed 451-a: Yes; Fill Components Installed 451-b: Yes; Fill Components Installed 451-c: Yes; Under Dispenser Containment (UDC) 469a: No Dispensers; Corrosion Prevention 448a: No; Corrosion Prevention 448b: No; Corrosion Prevention 448c: Yes; UST Tank Certification / Applicant Information 471: Albert Gunderson; UST Tank Certification / Applicant Information 472: Chief Engineer; Equipment Testing and Preventive Maintenance 490-3a: Annually; Site Plot Plan Submitted 490-4: New Plan Submitted; Continuous Electronic Tank Monitoring 490-5: Yes; Continuous Electronic Tank Monitoring 490-6: Liquid-Filled; Continuous Electronic Tank Monitoring 490-7: Veeder-Root; Continuous Electronic Tank Monitoring 490-8: TLS-350; Continuous Electronic Tank Monitoring 490-9: Veeder-Root; Continuous Electronic Tank Monitoring 490-10: 794380-302; Automatic Tank Gauging 490-11: No; Monthly Statistical Inventory Reconciliation 490-20: No; Weekly Manual Tank Gauge 490-21: No; Tank Integrity Testing 490-23: No; Other Tank Monitoring 490-26: No; Continuous Monitoring of Piping Secondary Containment 490-28: Yes; Continuous Monitoring of Piping Secondary Containment 490-29: Dry; Continuous Monitoring of Piping Secondary Containment 490-30: Veeder-Root; Continuous Monitoring of Piping Secondary Containment 490-31: TLS-350; Continuous Monitoring of Piping Secondary Containment 490-32: Veeder-Root; Continuous Monitoring of Piping Secondary Containment 490-33: 794380-208; Continuous Monitoring of Piping Secondary Containment 490-34: No; Continuous Monitoring of Piping Secondary Containment 490-35: No; Mechanical Line Leak Detector Performs 3 GPH Leak Test 490-36: No; Electronic Line Leak Detector Performs 3 GPH Leak Test 490-39: Yes; Electronic Line Leak Detector Performs 3 GPH Leak Test 490-40: Franklin Fueling; Electronic Line Leak Detector Performs 3 GPH Leak Test 490-41: TS-550 EVO; Electronic Line Leak Detector Performs 3 GPH Leak Test 490-42: 0.2 GPH; Electronic Line Leak Detector Performs 3 GPH Leak Test 490-43: No; Electronic Line Leak Detector Performs 3 GPH Leak Test 490-44: No; Pipeline Integrity Testing 490-45: No; Visual Pipeline Monitoring 490-48: No; Suction Piping Meets Exemption Criteria 490-50: No; No Regulated Piping Per Health and Safety Code, Division 20, Chapter 6.7 Is Connected To The Tank System 490-51: No; Other Pipeline Monitoring 490-52: No; Under Dispenser Containment (UDC) Monitoring 490-54a: No Dispensers; Periodic System Testing 490-65: No; Periodic System Testing 490-66: Yes; Periodic System Testing 490-67: Yes; Recordkeeping 490-68a: Yes; Recordkeeping 490-68b: Yes; Recordkeeping 490-68c: Yes; Recordkeeping 490-68d: No; Recordkeeping 490-68e: No; Recordkeeping 490-68f: No; Recordkeeping 490-68g: No; Recordkeeping 490-68h: Yes; Training 490-69a: Yes; Training 490-70: Yes; Comments and Additional Information 490-71: Tanks have a manifold output. Both tanks and fuel lines are monitored by one ELLD.; Personnel Responsibilities 490-72: Michael Scott; Personnel Responsibilities 490-73: Designated UST Operator; Personnel Responsibilities 490-74: Albert Gunderson; Personnel Responsibilities 490-75: Chief Engineer; UST Monitoring Plan Certification / Applicant Information 490-76: Authorized Representative of Owner; UST Monitoring Plan Certification / Applicant Information 490-78: Albert Gunderson; UST Monitoring Plan Certification / Applicant Information 490-79: Chief engineer | 2024-03-25 10:39 | 2024-04-19 15:15 | Jairo Garcia | El Segundo City Fire Department | CUPA
10401328 |  | el segundo power llc | 90363727 | EL SEGUNDO GENERATING STATION | 301 Vista Del Mar | El Segundo | 90245 | Confirmed/Updated Information | TNK-1 | 10401328-001 | Downey Welding & Mfg. Co | A Stand-alone Tank | 20000 | 1994-06-12 |  |  | 1 | UST Tank ID# TNK-1 is the new tank ID # that replaced duplicate UST Tank ID# 19-013-300011-000001. | Chemical Product Storage |  | Other Non-petroleum |  | 29% ammiona | Double Wall | Steel |  | Steel |  | Yes | No | No | No | Double-walled | Pressure | Steel |  | Steel |  | None | Steel |  | None |  | None | Steel |  | None |  | Steel |  | None |  | Fill Components Installed 451-a: No; Fill Components Installed 451-b: No; Fill Components Installed 451-c: No; Under Dispenser Containment (UDC) 469a: No Dispensers; Corrosion Prevention 448a: No; Corrosion Prevention 448b: No; Corrosion Prevention 448c: Yes; UST Tank Certification / Applicant Information 471: Ken H. Riesz Sr.; UST Tank Certification / Applicant Information 472: Plant Manager; Equipment Testing and Preventive Maintenance 490-3a: Annually; Site Plot Plan Submitted 490-4: Site Plan Previously Submitted; Continuous Electronic Tank Monitoring 490-5: Yes; Continuous Electronic Tank Monitoring 490-6: Dry; Continuous Electronic Tank Monitoring 490-7: Pneumercator; Continuous Electronic Tank Monitoring 490-8: HMS 3000; Continuous Electronic Tank Monitoring 490-9: Pneumercator; Continuous Electronic Tank Monitoring 490-10: E825-100XF; Automatic Tank Gauging 490-11: No; Monthly Statistical Inventory Reconciliation 490-20: No; Weekly Manual Tank Gauge 490-21: No; Tank Integrity Testing 490-23: Yes; Tank Integrity Testing 490-24: Other; Other Tank Monitoring 490-26: No; Continuous Monitoring of Piping Secondary Containment 490-28: Yes; Continuous Monitoring of Piping Secondary Containment 490-29: Dry; Continuous Monitoring of Piping Secondary Containment 490-30: Permalert; Continuous Monitoring of Piping Secondary Containment 490-31: PAL-AT 50; Continuous Monitoring of Piping Secondary Containment 490-32: Permalert; Continuous Monitoring of Piping Secondary Containment 490-33: EGW GOLD; Continuous Monitoring of Piping Secondary Containment 490-34: Yes; Mechanical Line Leak Detector Performs 3 GPH Leak Test 490-36: No; Electronic Line Leak Detector Performs 3 GPH Leak Test 490-39: No; Pipeline Integrity Testing 490-45: Yes; Pipeline Integrity Testing 490-46: Every 3 Years; Visual Pipeline Monitoring 490-48: Yes; Suction Piping Meets Exemption Criteria 490-50: No; No Regulated Piping Per Health and Safety Code, Division 20, Chapter 6.7 Is Connected To The Tank System 490-51: No; Other Pipeline Monitoring 490-52: No; Under Dispenser Containment (UDC) Monitoring 490-54a: No Dispensers; Periodic System Testing 490-65: No; Periodic System Testing 490-66: Yes; Periodic System Testing 490-67: No; Recordkeeping 490-68a: Yes; Recordkeeping 490-68b: Yes; Recordkeeping 490-68c: Yes; Recordkeeping 490-68d: No; Recordkeeping 490-68e: No; Recordkeeping 490-68f: No; Recordkeeping 490-68g: No; Recordkeeping 490-68h: Yes; Training 490-69a: Yes; Training 490-70: Yes; Personnel Responsibilities 490-72: Ivy Castillo; Personnel Responsibilities 490-73: Environmental Specialist; Personnel Responsibilities 490-74: Adil Najeeb; Personnel Responsibilities 490-75: Maintenance Manager; UST Monitoring Plan Certification / Applicant Information 490-76: Authorized Representative of Owner; UST Monitoring Plan Certification / Applicant Information 490-78: Ken H. Riesz Sr; UST Monitoring Plan Certification / Applicant Information 490-79: Plant Manager | 2024-05-30 23:04 | 2024-06-10 14:35 | victor morales | El Segundo City Fire Department | CUPA
10401328 |  | el segundo power llc | 90363727 | EL SEGUNDO GENERATING STATION | 301 Vista Del Mar | El Segundo | 90245 | UST Permanent Closure on Site | 19-013-300011-000001 | 10401328-002 | Downey Welding & Mfg. CO | A Stand-alone Tank | 20759 | 2016-02-29 | 2016-02-29 |  | 1 | The physical UST is not being closed. This Tank ID will no longer be used for reporting. It has been replaced with a new Tank ID # TNK-1 | Chemical Product Storage |  | Other Non-petroleum |  | 29% Ammonia | Double Wall | Steel |  | Fiberglass |  | No | No | No | Yes | Double-walled | Pressure | Steel |  | Steel |  | None | Steel |  | None |  | None | Steel |  | None |  | Steel |  | None |  | Fill Components Installed 451-a: No; Fill Components Installed 451-b: No; Fill Components Installed 451-c: No; Under Dispenser Containment (UDC) 469a: No Dispensers; Corrosion Prevention 448a: No; Corrosion Prevention 448b: No; Corrosion Prevention 448c: Yes; Equipment Testing and Preventive Maintenance 490-3a: Annually; Site Plot Plan Submitted 490-4: Site Plan Previously Submitted; Continuous Electronic Tank Monitoring 490-5: Yes; Continuous Electronic Tank Monitoring 490-6: Dry; Continuous Electronic Tank Monitoring 490-7: Pneumercator; Continuous Electronic Tank Monitoring 490-8: TMS 3000; Continuous Electronic Tank Monitoring 490-9: Pneumercator; Continuous Electronic Tank Monitoring 490-10: ES825-100XF; Automatic Tank Gauging 490-11: No; Monthly Statistical Inventory Reconciliation 490-20: No; Weekly Manual Tank Gauge 490-21: No; Tank Integrity Testing 490-23: Yes; Tank Integrity Testing 490-24: Other; Other Tank Monitoring 490-26: No; Continuous Monitoring of Piping Secondary Containment 490-28: Yes; Continuous Monitoring of Piping Secondary Containment 490-29: Dry; Continuous Monitoring of Piping Secondary Containment 490-30: Permalert; Continuous Monitoring of Piping Secondary Containment 490-31: PAL-AT 50C; Continuous Monitoring of Piping Secondary Containment 490-32: Permalert; Continuous Monitoring of Piping Secondary Containment 490-33: AGW GOLD; Continuous Monitoring of Piping Secondary Containment 490-34: Yes; Mechanical Line Leak Detector Performs 3 GPH Leak Test 490-36: No; Electronic Line Leak Detector Performs 3 GPH Leak Test 490-39: No; Pipeline Integrity Testing 490-45: Yes; Pipeline Integrity Testing 490-46: Every 3 Years; Visual Pipeline Monitoring 490-48: Yes; Suction Piping Meets Exemption Criteria 490-50: No; No Regulated Piping Per Health and Safety Code, Division 20, Chapter 6.7 Is Connected To The Tank System 490-51: No; Other Pipeline Monitoring 490-52: No; Under Dispenser Containment (UDC) Monitoring 490-54a: No Dispensers; Periodic System Testing 490-65: No; Periodic System Testing 490-66: Yes; Periodic System Testing 490-67: No; Recordkeeping 490-68a: Yes; Recordkeeping 490-68b: Yes; Recordkeeping 490-68c: Yes; Recordkeeping 490-68d: No; Recordkeeping 490-68e: No; Recordkeeping 490-68f: No; Recordkeeping 490-68g: No; Recordkeeping 490-68h: Yes; Training 490-69a: Yes; Training 490-70: Yes; Comments and Additional Information 490-71: This Tank ID will no longer be used for reporting. It has been replaced with a new Tank ID # TNK-1; Personnel Responsibilities 490-72: GEORGE PIANTKA; Personnel Responsibilities 490-73: Sr. Environmental Director; Personnel Responsibilities 490-74: TOM HESLY; Personnel Responsibilities 490-75: Maintenance Manager; UST Monitoring Plan Certification / Applicant Information 490-76: Authorized Representative of Owner; UST Monitoring Plan Certification / Applicant Information 490-78: Ken H. Riesz Sr; UST Monitoring Plan Certification / Applicant Information 490-79: Plant Manager | 2024-05-30 23:04 | 2024-06-10 14:35 | victor morales | El Segundo City Fire Department | CUPA
10407778 |  | El Segundo Gas, Inc. | 90608476 | Chevron Station# 90634 | 232 Main St | El Segundo | 90245 | Confirmed/Updated Information | 3 | 10407778-003 | XERXES | A Stand-alone Tank | 10000 | 1998-11-01 |  |  | 1 |  | Motor Vehicle Fueling |  | Regular Unleaded |  |  | Double Wall | Fiberglass |  | Fiberglass |  | Yes | No | Yes | No | Double-walled | Pressure | Fiberglass |  | Fiberglass |  | Single-walled | Steel |  | None |  | None | Fiberglass |  | None |  | Steel |  | Fiberglass |  | Yes | Yes | Yes | Single-walled | Fiberglass |  | No | No | Yes |  |  |  | Annually |  | Site Plan Previously Submitted | Yes | Dry | VEEDER ROOT | TLS-350 PLUS SERIES 8470 | VEEDER ROOT | Hydrostatic Sensor 794380-409 | No | [8 empty] | No | No |  | No |  |  | No |  | Yes | Dry | VEEDER ROOT | TLS-350 PLUS SERIES 8470 | VEEDER ROOT | HS 794380-352 AND 208 | Yes | Yes | No |  |  | Yes | Veeder Root | PLLD | 0.1 GPH | Yes | Yes | No |  |  | No |  | No | No | No |  | Continuous |  | Veeder Root | TLS-350 | Veeder Root | 208 | Yes | Yes | Yes | Yes | Single-walled |  |  | No | Yes | Yes | Yes | Yes | No | No | No | No | No | Yes | Yes | [8 empty] | No |  | Jitender Roperia | Owner | Humberto Rodriguez | Manager |  |  |  |  | 2024-04-09 18:52 | 2024-04-18 16:07 | Jairo Garcia | El Segundo City Fire Department | CUPA
10407778 |  | El Segundo Gas, Inc. | 90608476 | Chevron Station# 90634 | 232 Main St | El Segundo | 90245 | Confirmed/Updated Information | 1 | 10407778-001 | XERXES | A Stand-alone Tank | 10000 | 1998-11-01 |  |  | 1 |  | Motor Vehicle Fueling |  | Premium Unleaded |  |  | Double Wall | Fiberglass |  | Fiberglass |  | Yes | No | Yes | No | Double-walled | Pressure | Fiberglass |  | Fiberglass |  | Single-walled | Steel |  | None |  | None | Fiberglass |  | None |  | Steel |  | Fiberglass |  | Yes | Yes | Yes | Single-walled | Fiberglass |  | No | No | Yes |  |  |  | Annually |  | Site Plan Previously Submitted | Yes | Dry | VEEDER ROOT | TLS-350 PLUS SERIES 8470 | VEEDER ROOT | Hydrostatic Sensor 794380-409 | No | [8 empty] | No | No |  | No |  |  | No |  | Yes | Dry | VEEDER ROOT | TLS-350 PLUS SERIES 8470 | VEEDER ROOT | HS 794380-352 AND 208 | Yes | Yes | No |  |  | Yes | Veeder Root | PLLD | 0.1 GPH | Yes | Yes | No |  |  | No |  | No | No | No |  | Continuous |  | Veeder Root | TLS-350 | Veeder Root | 208 | Yes | Yes | Yes | Yes | Single-walled |  |  | No | Yes | Yes | Yes | Yes | No | No | No | No | No | Yes | Yes | [8 empty] | No |  | Jitender Roperia | Owner | Humberto Rodriguez | Manager |  |  |  |  | 2024-04-09 18:52 | 2024-04-18 16:07 | Jairo Garcia | El Segundo City Fire Department | CUPA
10407778 |  | El Segundo Gas, Inc. | 90608476 | Chevron Station# 90634 | 232 Main St | El Segundo | 90245 | Confirmed/Updated Information | 2 | 10407778-002 | XERXES | A Stand-alone Tank | 10000 | 1998-11-01 |  |  | 1 |  | Motor Vehicle Fueling |  | Midgrade Unleaded |  |  | Double Wall | Fiberglass |  | Fiberglass |  | Yes | No | Yes | No | Double-walled | Pressure | Fiberglass |  | Fiberglass |  | Single-walled | Steel |  | None |  | None | Fiberglass |  | None |  | Steel |  | Fiberglass |  | Yes | Yes | Yes | Single-walled | Fiberglass |  | No | No | Yes |  |  |  | Annually |  | Site Plan Previously Submitted | Yes | Dry | VEEDER ROOT | TLS-350 PLUS SERIES 8470 | VEEDER ROOT | Hydrostatic Sensor 794380-409 | No | [8 empty] | No | No |  | No |  |  | No |  | Yes | Dry | VEEDER ROOT | TLS-350 PLUS SERIES 8470 | VEEDER ROOT | HS 794380-352 AND 208 | Yes | Yes | No |  |  | Yes | Veeder Root | PLLD | 0.1 GPH | Yes | Yes | No |  |  | No |  | No | No | No |  | Continuous |  | Veeder Root | TLS-350 | Veeder Root | 208 | Yes | Yes | Yes | Yes | Single-walled |  |  | No | Yes | Yes | Yes | Yes | No | No | No | No | No | Yes | Yes | [8 empty] | No |  | Jitender Roperia | Owner | Humberto Rodriguez | Manager |  |  |  |  | 2024-04-09 18:52 | 2024-04-18 16:07 | Jairo Garcia | El Segundo City Fire Department | CUPA
10407793 |  | Chevron Products Company (A Division of Chevron U.S.A. Inc.) | 90196153 | Chevron Station# 97879 | 101 S Pacific Coast Hwy | El Segundo | 90245 | Confirmed/Updated Information | 1 (SUPREME UNLEADED) | 10407793-001 | XERXES | A Stand-alone Tank | 12000 | 1997-11-01 |  |  | 1 | T1-SUPREME (PER VEEDER-ROOT PROGRAMMING) | Motor Vehicle Fueling |  | Premium Unleaded |  |  | Double Wall | Fiberglass |  | Fiberglass |  | No | No | Yes | No | Double-walled | Pressure | Fiberglass |  | Fiberglass |  | Single-walled | Fiberglass |  | None |  | None | Fiberglass |  | None |  | Steel |  | Fiberglass |  | Yes | Yes | Yes | Double-walled | Fiberglass |  | No | No | Yes |  | CHARLES BITTLE - 6/23/2016 | RETAIL HES | Annually |  | New Plan Submitted | Yes | Dry | VEEDER-ROOT | TLS-350 | VEEDER-ROOT | 794390-409 | No | [8 empty] | No | No |  | No |  |  | No |  | Yes | Dry | VEEDER-ROOT | TLS-350 | VEEDER-ROOT | 794380-209 | Yes | Yes | No |  |  | Yes | VEEDER-ROOT | PLLD Series 848480-001 |  | Yes | Yes | No |  |  | No |  | No | No | No |  | Continuous |  | VEEDER-ROOT | TLS-350 | VEEDER-ROOT | 794380-208 | Yes | Yes | Yes | No | Double-walled |  | No | No | Yes | Yes | Yes | Yes | No | No | No | No | No | Yes | Yes | [8 empty] | Yes | UST TURBINE (STP) & FILL SUMPS MONITORED BY VR-209 SENSORS. UDC'S ARE DOUBLE-WALL & MONITORED AS SINGLE-WALL. UDC SUMPS MONITORED BY VR-208 SENSORS. ATG SYSTEM WITH IN-TANK VR-MAG PROBE FOR INVENTORY. OVERFILL PREVENTION METHOD: FILL TUBE SHUT OFF VALVE (FLAPPER) PRIMARY & EXTERNAL ALARM. EVR ISD. | MANAGER | MANAGER | ASST. MANAGER | ASST. MANAGER | Tank Owner/Operator |  | CHARLES BITTLE - 6/23/2016 | RETAIL HES | 2024-06-09 09:21 | 2024-06-13 10:44 | Jairo Garcia | El Segundo City Fire Department | CUPA
10407793 |  | Chevron Products Company (A Division of Chevron U.S.A. Inc.) | 90196153 | Chevron Station# 97879 | 101 S Pacific Coast Hwy | El Segundo | 90245 | Confirmed/Updated Information | 2 (DIESEL) | 10407793-002 | XERXES | A Stand-alone Tank | 12000 | 1997-11-01 |  |  | 1 | T3-DIESEL (PER VEEDER-ROOT PROGRAMMING) | Motor Vehicle Fueling |  | Diesel |  |  | Double Wall | Fiberglass |  | Fiberglass |  | No | No | Yes | No | Double-walled | Pressure | Fiberglass |  | Fiberglass |  | Single-walled | Fiberglass |  | None |  | None | None |  | None |  | Steel |  | Fiberglass |  | Yes | Yes | Yes | Double-walled | Fiberglass |  | No | No | Yes |  | CHARLES BITTLE - 6/23/2016 | RETAIL HES | Annually |  | New Plan Submitted | Yes | Dry | VEEDER-ROOT | TLS-350 | VEEDER-ROOT | 794390-409 | No | [8 empty] | No | No |  | No |  |  | No |  | Yes | Dry | VEEDER-ROOT | TLS-350 | VEEDER-ROOT | 794380-209 | Yes | Yes | No |  |  | Yes | VEEDER-ROOT | PLLD Series 848480-001 |  | Yes | Yes | No |  |  | No |  | No | No | No |  | Continuous |  | VEEDER-ROOT | TLS-350 | VEEDER-ROOT | 794380-208 | Yes | Yes | Yes | No | Double-walled |  | No | No | Yes | Yes | Yes | Yes | No | No | No | No | No | Yes | Yes | [8 empty] | Yes | UST TURBINE (STP) & FILL SUMPS MONITORED BY VR-209 SENSORS. UDC'S ARE DOUBLE-WALL & MONITORED AS SINGLE-WALL. UDC SUMPS MONITORED BY VR-208 SENSORS. ATG SYSTEM WITH IN-TANK VR-MAG PROBE FOR INVENTORY. OVERFILL PREVENTION METHOD: FILL TUBE SHUT OFF VALVE (FLAPPER) PRIMARY & EXTERNAL ALARM. | MANAGER | MANAGER | ASST. MANAGER | ASST. MANAGER | Tank Owner/Operator |  | CHARLES BITTLE - 6/23/2016 | RETAIL HES | 2024-06-09 09:21 | 2024-06-13 10:44 | Jairo Garcia | El Segundo City Fire Department | CUPA
10407793 |  | Chevron Products Company (A Division of Chevron U.S.A. Inc.) | 90196153 | Chevron Station# 97879 | 101 S Pacific Coast Hwy | El Segundo | 90245 | Confirmed/Updated Information | 3 (REGULAR UNLEADED) | 10407793-003 | XERXES | A Stand-alone Tank | 12000 | 1997-11-01 |  |  | 1 | T2-REGULAR (PER VEEDER-ROOT PROGRAMMING)-MAIN TANK | Motor Vehicle Fueling |  | Regular Unleaded |  |  | Double Wall | Fiberglass |  | Fiberglass |  | No | No | Yes | No | Double-walled | Pressure | Fiberglass |  | Fiberglass |  | Single-walled | Fiberglass |  | None |  | None | Fiberglass |  | None |  | Steel |  | Fiberglass |  | Yes | Yes | Yes | Double-walled | Fiberglass |  | No | No | Yes |  | CHARLES BITTLE - 6/23/2016 | RETAIL HES | Annually |  | New Plan Submitted | Yes | Dry | VEEDER-ROOT | TLS-350 | VEEDER-ROOT | 794390-409 | No | [8 empty] | No | No |  | No |  |  | No |  | Yes | Dry | VEEDER-ROOT | TLS-350 | VEEDER-ROOT | 794380-209 | Yes | Yes | No |  |  | Yes | VEEDER-ROOT | PLLD Series 848480-001 |  | Yes | Yes | No |  |  | No |  | No | No | No |  | Continuous |  | VEEDER-ROOT | TLS-350 | VEEDER-ROOT | 794380-208 | Yes | Yes | Yes | No | Double-walled |  | No | No | Yes | Yes | Yes | Yes | No | No | No | No | No | Yes | Yes | [8 empty] | Yes | UST TURBINE (STP) & FILL SUMPS MONITORED BY VR-209 SENSORS. UDC'S ARE DOUBLE-WALL & MONITORED AS SINGLE-WALL. UDC SUMPS MONITORED BY VR-208 SENSORS. ATG SYSTEM WITH IN-TANK VR-MAG PROBE FOR INVENTORY. OVERFILL PREVENTION METHOD: FILL TUBE SHUT OFF VALVE (FLAPPER) PRIMARY & EXTERNAL ALARM. EVR ISD. | MANAGER | MANAGER | ASST. MANAGER | ASST. MANAGER | Tank Owner/Operator |  | CHARLES BITTLE - 6/23/2016 | RETAIL HES | 2024-06-09 09:21 | 2024-06-13 10:44 | Jairo Garcia | El Segundo City Fire Department | CUPA
10409941 |  | Chevron Products Company (A Division of Chevron U.S.A. Inc.) | 90196153 | Chevron Station# 97608 | 601 S Vista Del Mar | El Segundo | 90245 | Confirmed/Updated Information | 3 | 10409941-003 | JOOR | A Stand-alone Tank | 10000 | 1984-08-29 |  |  | 1 | T3-REGULAR (PER VEEDER ROOT PROGRAMMING) - MAIN TANK | Motor Vehicle Fueling |  | Regular Unleaded |  |  | Double Wall | Steel |  | Fiberglass |  | No | No | Yes | No | Double-walled | Pressure | Fiberglass |  | Fiberglass |  | Single-walled | Fiberglass |  | None |  | None | Fiberglass |  | None |  | Steel |  | Fiberglass |  | Yes | Yes | Yes | Double-walled | Fiberglass |  | No | No | Yes |  | CHARLES BITTLE - 12/8/2015 | RETAIL HES | Annually |  | New Plan Submitted | Yes | Dry | VEEDER-ROOT | TLS-350 | VEEDER-ROOT | 794380-344 | No | [8 empty] | No | No |  | No |  |  | No |  | Yes | Dry | VEEDER-ROOT | TLS-350 | VEEDER-ROOT | 794380-209 | Yes | Yes | No |  |  | Yes | VEEDER-ROOT | PLLD Series 848480-001 |  | Yes | Yes | No |  |  | No |  | No | No | No |  | Continuous |  | VEEDER-ROOT | TLS-350 | VEEDER-ROOT | 794380-208 | Yes | Yes | Yes | No | Double-walled |  | No | No | Yes | Yes | Yes | Yes | No | No | No | No | No | Yes | Yes | [8 empty] | Yes | STP & FILL SUMPS MONITORED BY VR-209 SENSORS. UDC SUMPS MONITORED BY VR-208 SENSORS. DOUBLE WALL UDC'S MONITORED AS SINGLE WALL. ATG SYSTEM WITH IN-TANK VR-MAG PROBE FOR INVENTORY & OVERFILL ONLY. OVERFILL PREVENTION METHOD: FILL TUBE SHUT OFF VALVE (FLAPPER). EVR ISD. | MANAGER | MANAGER | ASST. MANAGER | ASST. MANAGER | Tank Owner/Operator |  | CHARLES BITTLE - 12/8/2015 | RETAIL HES | 2024-05-07 09:31 | 2024-05-23 16:04 | Jairo Garcia | El Segundo City Fire Department | CUPA
10409941 |  | Chevron Products Company (A Division of Chevron U.S.A. Inc.) | 90196153 | Chevron Station# 97608 | 601 S Vista Del Mar | El Segundo | 90245 | Confirmed/Updated Information | 1 | 10409941-001 | JOOR | A Stand-alone Tank | 10000 | 1984-08-29 |  |  | 1 | T1-SUPREME (PER VEEDER ROOT PROGRAMMING) | Motor Vehicle Fueling |  | Premium Unleaded |  |  | Double Wall | Steel |  | Fiberglass |  | No | No | Yes | No | Double-walled | Pressure | Fiberglass |  | Fiberglass |  | Single-walled | Fiberglass |  | None |  | None | Fiberglass |  | None |  | Steel |  | Fiberglass |  | Yes | Yes | Yes | Double-walled | Fiberglass |  | No | No | Yes |  | CHARLES BITTLE - 12/8/2015 | RETAIL HES | Annually |  | New Plan Submitted | Yes | Dry | VEEDER-ROOT | TLS-350 | VEEDER-ROOT | 794380-344 | No | [8 empty] | No | No |  | No |  |  | No |  | Yes | Dry | VEEDER-ROOT | TLS-350 | VEEDER-ROOT | 794380-209 | Yes | Yes | No |  |  | Yes | VEEDER-ROOT | PLLD Series 848480-001 |  | Yes | Yes | No |  |  | No |  | No | No | No |  | Continuous |  | VEEDER-ROOT | TLS-350 | VEEDER-ROOT | 794380-208 | Yes | Yes | Yes | No | Double-walled |  | No | No | Yes | Yes | Yes | Yes | No | No | No | No | No | Yes | Yes | [8 empty] | Yes | STP & FILL SUMPS MONITORED BY VR-209 SENSORS. UDC SUMPS MONITORED BY VR-208 SENSORS. DOUBLE WALL UDC'S MONITORED AS SINGLE WALL. ATG SYSTEM WITH IN-TANK VR-MAG PROBE FOR INVENTORY & OVERFILL ONLY. OVERFILL PREVENTION METHOD: FILL TUBE SHUT OFF VALVE (FLAPPER) EVR ISD. | MANAGER | MANAGER | ASST. MANAGER | ASST. MANAGER | Tank Owner/Operator |  | CHARLES BITTLE - 12/8/2015 | RETAIL HES | 2024-05-07 09:31 | 2024-05-23 16:04 | Jairo Garcia | El Segundo City Fire Department | CUPA
10409941 |  | Chevron Products Company (A Division of Chevron U.S.A. Inc.) | 90196153 | Chevron Station# 97608 | 601 S Vista Del Mar | El Segundo | 90245 | Confirmed/Updated Information | 2 | 10409941-002 | JOOR | A Stand-alone Tank | 10000 | 1984-08-29 |  |  | 1 | T2-REGULAR SECONDARY (PER VEEDER ROOT PROGRAMMING) - AUXILIARY TANK | Motor Vehicle Fueling |  | Regular Unleaded |  |  | Double Wall | Steel |  | Fiberglass |  | No | No | Yes | No | Double-walled | Pressure | Fiberglass |  | Fiberglass |  | Single-walled | Fiberglass |  | None |  | None | Fiberglass |  | None |  | Steel |  | Fiberglass |  | Yes | Yes | Yes | Double-walled | Fiberglass |  | No | No | Yes |  | CHARLES BITTLE - 12/8/2015 | RETAIL HES | Annually |  | New Plan Submitted | Yes | Dry | VEEDER-ROOT | TLS-350 | VEEDER-ROOT | 794380-344 | No | [8 empty] | No | No |  | No |  |  | No |  | Yes | Dry | VEEDER-ROOT | TLS-350 | VEEDER-ROOT | 794380-209 | Yes | Yes | No |  |  | Yes | VEEDER-ROOT | PLLD Series 848480-001 |  | Yes | Yes | No |  |  | No |  | No | No | No |  | Continuous |  | VEEDER-ROOT | TLS-350 | VEEDER-ROOT | 794380-208 | Yes | Yes | Yes | No | Double-walled |  | No | No | Yes | Yes | Yes | Yes | No | No | No | No | No | Yes | Yes | [8 empty] | Yes | STP & FILL SUMPS MONITORED BY VR-209 SENSORS. UDC SUMPS MONITORED BY VR-208 SENSORS. DOUBLE WALL UDC'S MONITORED AS SINGLE WALL. ATG SYSTEM WITH IN-TANK VR-MAG PROBE FOR INVENTORY & OVERFILL ONLY. OVERFILL PREVENTION METHOD: FILL TUBE SHUT OFF VALVE (FLAPPER). EVR ISD. | MANAGER | MANAGER | ASST. MANAGER | ASST. MANAGER | Tank Owner/Operator |  | CHARLES BITTLE - 12/8/2015 | RETAIL HES | 2024-05-07 09:31 | 2024-05-23 16:04 | Jairo Garcia | El Segundo City Fire Department | CUPA
10412284 | 19-003-300270 | 2160 Grand PO, LLC | 90765592 | MSSDF-OFCB EL SEGUNDO LLC c/o LPC WEST LP | 2160 E Grand Ave | El Segundo | 90245 | Confirmed/Updated Information | 19013300270 | 10412284-001 | Xerxes, model #: DWT6 | A Stand-alone Tank | 6000 | 1999-09-01 |  |  | 1 |  | Emergency Generator Fuel |  | Diesel |  |  | Double Wall | Fiberglass |  | Fiberglass |  | Yes | No | Yes | No | Double-walled | Conventional Suction | Steel |  | Fiberglass |  | Single-walled | Fiberglass |  | None |  | None | None |  | None |  | Steel |  | Fiberglass |  | Yes | Yes | Yes | No Dispensers | None |  | No | No | Yes |  | Dianne Tartaglini | REFM Manager - US&C West Region | Other | Monthly | New Plan Submitted | Yes | Dry | Veeder-Root | TLS 300C | Veeder-Root | #407 | Yes | Veeder-Root | TLS 300C | Veeder-Root | #107 |  |  |  |  | No | No |  | Yes | Annually |  | No |  | Yes | Dry | Veeder-Root | TLS 300C | Veeder-Root | #208 | Yes | Yes | No |  |  | No | [5 empty] | No |  |  | Yes |  | Yes | No | No |  | No Dispensers | [12 empty] | No | Yes | Yes | Yes | Yes | No | No | No | Yes | No | Yes | Yes | [8 empty] | Yes |  | Brandon Persall | Property Manager | Duwan Norris | Post Commander | Facility Owner/Operator |  | Dianne Tartaglini | REFM Manager - US&C West Region | 2024-05-08 11:47 | 2024-05-14 15:17 | Jairo Garcia | El Segundo City Fire Department | CUPA
10416640 |  | Chevron Products Company El Segundo | 90161722 | Chevron Blending and Shipping Contol Room | 228 W El Segundo Blvd | El Segundo | 90245 | UST Permanent Closure on Site | D-0290 | 10416640-008 | Xerxes | A Stand-alone Tank | 880 | 1988-02-22 | 2019-06-17 |  | 1 | This tank has been closed in place permanently and will be used as an ECT and is exempt from UST regulations. | Other |  | Other Petroleum | Recovered Oil |  | Double Wall | Fiberglass |  | Fiberglass |  | Yes | No | No | No | Single-walled | Gravity | Other |  | None |  | None | None |  | None |  | None | None |  | None |  | None |  | None |  | Fill Components Installed 451-a: No; Fill Components Installed 451-b: No; Fill Components Installed 451-c: No; Under Dispenser Containment (UDC) 469a: No Dispensers; Under Dispenser Containment (UDC) 469b: None; Corrosion Prevention 448a: No; Corrosion Prevention 448b: No; Corrosion Prevention 448c: No; UST Tank Certification / Applicant Information 471: Loren Mouw; UST Tank Certification / Applicant Information 472: Operating Assistant; Equipment Testing and Preventive Maintenance 490-3a: Annually; Site Plot Plan Submitted 490-4: Site Plan Previously Submitted; Continuous Electronic Tank Monitoring 490-5: Yes; Continuous Electronic Tank Monitoring 490-6: Dry; Continuous Electronic Tank Monitoring 490-7: Magnetrol; Continuous Electronic Tank Monitoring 490-8: Magentrol; Continuous Electronic Tank Monitoring 490-9: Magnetrol Inter; Continuous Electronic Tank Monitoring 490-10: A15; Automatic Tank Gauging 490-11: No; Monthly Statistical Inventory Reconciliation 490-20: No; Weekly Manual Tank Gauge 490-21: No; Tank Integrity Testing 490-23: Yes; Tank Integrity Testing 490-24: Other; Other Tank Monitoring 490-26: No; Continuous Monitoring of Piping Secondary Containment 490-28: No; Mechanical Line Leak Detector Performs 3 GPH Leak Test 490-36: No; Electronic Line Leak Detector Performs 3 GPH Leak Test 490-39: No; Pipeline Integrity Testing 490-45: No; Visual Pipeline Monitoring 490-48: No; Suction Piping Meets Exemption Criteria 490-50: No; No Regulated Piping Per Health and Safety Code, Division 20, Chapter 6.7 Is Connected To The Tank System 490-51: Yes; Other Pipeline Monitoring 490-52: No; Under Dispenser Containment (UDC) Monitoring 490-54a: No Dispensers; Periodic System Testing 490-65: No; Periodic System Testing 490-66: Yes; Periodic System Testing 490-67: No; Recordkeeping 490-68a: Yes; Recordkeeping 490-68b: Yes; Recordkeeping 490-68c: Yes; Recordkeeping 490-68d: No; Recordkeeping 490-68e: No; Recordkeeping 490-68f: No; Recordkeeping 490-68g: No; Recordkeeping 490-68h: Yes; Training 490-69a: Yes; Training 490-70: Yes; Personnel Responsibilities 490-72: Adam Lovano; Personnel Responsibilities 490-73: Operating Assistant - Light Side B&S; UST Monitoring Plan Certification / Applicant Information 490-76: Tank Owner/Operator; UST Monitoring Plan Certification / Applicant Information 490-78: Loren Mouw; UST Monitoring Plan Certification / Applicant Information 490-79: Operating Assistant | 2019-08-21 15:54 | 2019-08-21 16:04 | Jairo Garcia | El Segundo City Fire Department | CUPA
10416640 |  | Chevron Products Company El Segundo | 90161722 | Chevron Blending and Shipping Contol Room | 228 W El Segundo Blvd | El Segundo | 90245 | UST Permanent Closure on Site | ND-0007 | 10416640-001 | Xerxes | A Stand-alone Tank | 880 | 1988-02-25 | 2019-06-17 |  | 1 | This tank has been closed in place permanently and will be used as an ECT and is exempt from UST regulations.Prior comment: UST Tank ID# ND-0007 administratively replaced duplicate UST Tank ID# D-0007. | Other |  | Other Petroleum | Recovered Oil |  | Double Wall | Fiberglass |  | Fiberglass |  | Yes | No | No | No | Single-walled | Gravity | Other |  | None |  | None | None |  | None |  | None | None |  | None |  | None |  | None |  | Fill Components Installed 451-a: No; Fill Components Installed 451-b: No; Fill Components Installed 451-c: No; Under Dispenser Containment (UDC) 469a: No Dispensers; Under Dispenser Containment (UDC) 469b: None; Corrosion Prevention 448a: No; Corrosion Prevention 448b: No; Corrosion Prevention 448c: No; UST Tank Certification / Applicant Information 471: Loren Mouw; UST Tank Certification / Applicant Information 472: Operating Assistant; Equipment Testing and Preventive Maintenance 490-3a: Annually; Site Plot Plan Submitted 490-4: Site Plan Previously Submitted; Continuous Electronic Tank Monitoring 490-5: Yes; Continuous Electronic Tank Monitoring 490-6: Dry; Continuous Electronic Tank Monitoring 490-7: Magnetrol; Continuous Electronic Tank Monitoring 490-8: Magentrol; Continuous Electronic Tank Monitoring 490-9: Magnotrol Inter.; Continuous Electronic Tank Monitoring 490-10: A15; Automatic Tank Gauging 490-11: No; Monthly Statistical Inventory Reconciliation 490-20: No; Weekly Manual Tank Gauge 490-21: No; Tank Integrity Testing 490-23: Yes; Tank Integrity Testing 490-24: Other; Other Tank Monitoring 490-26: No; Continuous Monitoring of Piping Secondary Containment 490-28: No; Mechanical Line Leak Detector Performs 3 GPH Leak Test 490-36: No; Electronic Line Leak Detector Performs 3 GPH Leak Test 490-39: No; Pipeline Integrity Testing 490-45: No; Visual Pipeline Monitoring 490-48: No; Suction Piping Meets Exemption Criteria 490-50: No; No Regulated Piping Per Health and Safety Code, Division 20, Chapter 6.7 Is Connected To The Tank System 490-51: Yes; Other Pipeline Monitoring 490-52: No; Under Dispenser Containment (UDC) Monitoring 490-54a: No Dispensers; Periodic System Testing 490-65: No; Periodic System Testing 490-66: Yes; Periodic System Testing 490-67: No; Recordkeeping 490-68a: Yes; Recordkeeping 490-68b: Yes; Recordkeeping 490-68c: Yes; Recordkeeping 490-68d: No; Recordkeeping 490-68e: No; Recordkeeping 490-68f: No; Recordkeeping 490-68g: No; Recordkeeping 490-68h: Yes; Training 490-69a: Yes; Training 490-70: Yes; Personnel Responsibilities 490-72: Adam Lovano; Personnel Responsibilities 490-73: Operating Assistant - Light Side B&S; UST Monitoring Plan Certification / Applicant Information 490-76: Tank Owner/Operator; UST Monitoring Plan Certification / Applicant Information 490-78: Loren Mouw; UST Monitoring Plan Certification / Applicant Information 490-79: Operating Assistant | 2019-08-21 15:54 | 2019-08-21 16:04 | Jairo Garcia | El Segundo City Fire Department | CUPA
10416640 |  | Chevron Products Company El Segundo | 90161722 | Chevron Blending and Shipping Contol Room | 228 W El Segundo Blvd | El Segundo | 90245 | UST Permanent Closure on Site | D-0043 | 10416640-006 | Xerxes | A Stand-alone Tank | 4097 | 1988-02-26 | 2019-06-17 |  | 1 | This tank has been closed in place permanently and will be used as an ECT and is exempt from UST regulations. | Other |  | Other Petroleum | Recovered Oil |  | Double Wall | Fiberglass |  | Fiberglass |  | No | No | No | No | Single-walled | Gravity | Other |  | None |  | None | None |  | None |  | None | None |  | None |  | None |  | None |  | Fill Components Installed 451-a: No; Fill Components Installed 451-b: No; Fill Components Installed 451-c: No; Under Dispenser Containment (UDC) 469a: No Dispensers; Under Dispenser Containment (UDC) 469b: None; Corrosion Prevention 448a: No; Corrosion Prevention 448b: No; Corrosion Prevention 448c: No; UST Tank Certification / Applicant Information 471: Loren Mouw; UST Tank Certification / Applicant Information 472: Operating Assistant; Equipment Testing and Preventive Maintenance 490-3a: Annually; Site Plot Plan Submitted 490-4: Site Plan Previously Submitted; Continuous Electronic Tank Monitoring 490-5: Yes; Continuous Electronic Tank Monitoring 490-6: Dry; Continuous Electronic Tank Monitoring 490-7: Magnetrol; Continuous Electronic Tank Monitoring 490-8: Magentrol; Continuous Electronic Tank Monitoring 490-9: Magnetrol Inter.; Continuous Electronic Tank Monitoring 490-10: A15; Automatic Tank Gauging 490-11: No; Monthly Statistical Inventory Reconciliation 490-20: No; Weekly Manual Tank Gauge 490-21: No; Tank Integrity Testing 490-23: Yes; Tank Integrity Testing 490-24: Other; Other Tank Monitoring 490-26: No; Continuous Monitoring of Piping Secondary Containment 490-28: No; Mechanical Line Leak Detector Performs 3 GPH Leak Test 490-36: No; Electronic Line Leak Detector Performs 3 GPH Leak Test 490-39: No; Pipeline Integrity Testing 490-45: No; Visual Pipeline Monitoring 490-48: No; Suction Piping Meets Exemption Criteria 490-50: No; No Regulated Piping Per Health and Safety Code, Division 20, Chapter 6.7 Is Connected To The Tank System 490-51: Yes; Other Pipeline Monitoring 490-52: No; Under Dispenser Containment (UDC) Monitoring 490-54a: No Dispensers; Periodic System Testing 490-65: No; Periodic System Testing 490-66: Yes; Periodic System Testing 490-67: No; Recordkeeping 490-68a: Yes; Recordkeeping 490-68b: Yes; Recordkeeping 490-68c: Yes; Recordkeeping 490-68d: No; Recordkeeping 490-68e: No; Recordkeeping 490-68f: No; Recordkeeping 490-68g: No; Recordkeeping 490-68h: Yes; Training 490-69a: Yes; Training 490-70: Yes; Personnel Responsibilities 490-72: Adam Lovano; Personnel Responsibilities 490-73: Operating Assistant - Light Side B&S; UST Monitoring Plan Certification / Applicant Information 490-76: Tank Owner/Operator; UST Monitoring Plan Certification / Applicant Information 490-78: Loren Mouw; UST Monitoring Plan Certification / Applicant Information 490-79: Operating Assistant | 2019-08-21 15:54 | 2019-08-21 16:04 | Jairo Garcia | El Segundo City Fire Department | CUPA
10416640 |  | Chevron Products Company El Segundo | 90161722 | Chevron Blending and Shipping Contol Room | 228 W El Segundo Blvd | El Segundo | 90245 | UST Permanent Closure on Site | D-0015 | 10416640-003 | Xerxes | A Stand-alone Tank | 880 | 1988-02-26 | 2019-06-17 |  | 1 | This tank has been closed in place permanently and will be used as an ECT and is exempt from UST regulations. | Other |  | Other Petroleum | Recovered Oil |  | Double Wall | Fiberglass |  | Fiberglass |  | Yes | No | No | No | Single-walled | Gravity | Other |  | None |  | None | None |  | None |  | None | None |  | None |  | None |  | None |  | Fill Components Installed 451-a: No; Fill Components Installed 451-b: No; Fill Components Installed 451-c: No; Under Dispenser Containment (UDC) 469a: No Dispensers; Under Dispenser Containment (UDC) 469b: None; Corrosion Prevention 448a: No; Corrosion Prevention 448b: No; Corrosion Prevention 448c: No; UST Tank Certification / Applicant Information 471: Loren Mouw; UST Tank Certification / Applicant Information 472: Operating Assistant; Equipment Testing and Preventive Maintenance 490-3a: Annually; Site Plot Plan Submitted 490-4: Site Plan Previously Submitted; Continuous Electronic Tank Monitoring 490-5: Yes; Continuous Electronic Tank Monitoring 490-6: Dry; Continuous Electronic Tank Monitoring 490-7: Magnetrol; Continuous Electronic Tank Monitoring 490-8: Magentrol; Continuous Electronic Tank Monitoring 490-9: Magnotrol Inter.; Continuous Electronic Tank Monitoring 490-10: A15; Automatic Tank Gauging 490-11: No; Monthly Statistical Inventory Reconciliation 490-20: No; Weekly Manual Tank Gauge 490-21: No; Tank Integrity Testing 490-23: Yes; Tank Integrity Testing 490-24: Other; Other Tank Monitoring 490-26: No; Continuous Monitoring of Piping Secondary Containment 490-28: No; Mechanical Line Leak Detector Performs 3 GPH Leak Test 490-36: No; Electronic Line Leak Detector Performs 3 GPH Leak Test 490-39: No; Pipeline Integrity Testing 490-45: No; Visual Pipeline Monitoring 490-48: No; Suction Piping Meets Exemption Criteria 490-50: No; No Regulated Piping Per Health and Safety Code, Division 20, Chapter 6.7 Is Connected To The Tank System 490-51: Yes; Other Pipeline Monitoring 490-52: No; Under Dispenser Containment (UDC) Monitoring 490-54a: No Dispensers; Periodic System Testing 490-65: No; Periodic System Testing 490-66: Yes; Periodic System Testing 490-67: No; Recordkeeping 490-68a: Yes; Recordkeeping 490-68b: Yes; Recordkeeping 490-68c: Yes; Recordkeeping 490-68d: No; Recordkeeping 490-68e: No; Recordkeeping 490-68f: No; Recordkeeping 490-68g: No; Recordkeeping 490-68h: Yes; Training 490-69a: Yes; Training 490-70: Yes; Personnel Responsibilities 490-72: Adam Lovano; Personnel Responsibilities 490-73: Operating Assistant - Light Side B&S; UST Monitoring Plan Certification / Applicant Information 490-76: Tank Owner/Operator; UST Monitoring Plan Certification / Applicant Information 490-78: Loren Mouw; UST Monitoring Plan Certification / Applicant Information 490-79: Operating Assistant | 2019-08-21 15:54 | 2019-08-21 16:04 | Jairo Garcia | El Segundo City Fire Department | CUPA
10416640 |  | Chevron Products Company El Segundo | 90161722 | Chevron Blending and Shipping Contol Room | 228 W El Segundo Blvd | El Segundo | 90245 | UST Permanent Closure on Site | D-0032 | 10416640-004 | Xerxes | A Stand-alone Tank | 1173 | 1988-02-25 | 2019-06-17 |  | 1 | This tank has been closed in place permanently and will be used as an ECT and is exempt from UST regulations. | Other |  | Other Petroleum | Recovered Oil |  | Double Wall | Fiberglass |  | Fiberglass |  | Yes | No | No | No | Single-walled | Gravity | Other |  | None |  | None | None |  | None |  | None | None |  | None |  | None |  | None |  | Fill Components Installed 451-a: No; Fill Components Installed 451-b: No; Fill Components Installed 451-c: No; Under Dispenser Containment (UDC) 469a: No Dispensers; Under Dispenser Containment (UDC) 469b: None; Corrosion Prevention 448a: No; Corrosion Prevention 448b: No; Corrosion Prevention 448c: No; UST Tank Certification / Applicant Information 471: Loren Mouw; UST Tank Certification / Applicant Information 472: Operating Assistant; Equipment Testing and Preventive Maintenance 490-3a: Annually; Site Plot Plan Submitted 490-4: Site Plan Previously Submitted; Continuous Electronic Tank Monitoring 490-5: Yes; Continuous Electronic Tank Monitoring 490-6: Dry; Continuous Electronic Tank Monitoring 490-7: Magnetrol; Continuous Electronic Tank Monitoring 490-8: Magentrol; Continuous Electronic Tank Monitoring 490-9: Magnetrol; Continuous Electronic Tank Monitoring 490-10: A15; Automatic Tank Gauging 490-11: No; Monthly Statistical Inventory Reconciliation 490-20: No; Weekly Manual Tank Gauge 490-21: No; Tank Integrity Testing 490-23: Yes; Tank Integrity Testing 490-24: Other; Other Tank Monitoring 490-26: No; Continuous Monitoring of Piping Secondary Containment 490-28: No; Mechanical Line Leak Detector Performs 3 GPH Leak Test 490-36: No; Electronic Line Leak Detector Performs 3 GPH Leak Test 490-39: No; Pipeline Integrity Testing 490-45: No; Visual Pipeline Monitoring 490-48: No; Suction Piping Meets Exemption Criteria 490-50: No; No Regulated Piping Per Health and Safety Code, Division 20, Chapter 6.7 Is Connected To The Tank System 490-51: Yes; Other Pipeline Monitoring 490-52: No; Under Dispenser Containment (UDC) Monitoring 490-54a: No Dispensers; Periodic System Testing 490-65: No; Periodic System Testing 490-66: Yes; Periodic System Testing 490-67: No; Recordkeeping 490-68a: Yes; Recordkeeping 490-68b: Yes; Recordkeeping 490-68c: Yes; Recordkeeping 490-68d: No; Recordkeeping 490-68e: No; Recordkeeping 490-68f: No; Recordkeeping 490-68g: No; Recordkeeping 490-68h: Yes; Training 490-69a: Yes; Training 490-70: Yes; Personnel Responsibilities 490-72: Adam Lovano; Personnel Responsibilities 490-73: Operating Assistant - Light Side B&S; UST Monitoring Plan Certification / Applicant Information 490-76: Tank Owner/Operator; UST Monitoring Plan Certification / Applicant Information 490-78: Loren Mouw; UST Monitoring Plan Certification / Applicant Information 490-79: Operating Assistant | 2019-08-21 15:54 | 2019-08-21 16:04 | Jairo Garcia | El Segundo City Fire Department | CUPA
10416640 |  | Chevron Products Company El Segundo | 90161722 | Chevron Blending and Shipping Contol Room | 228 W El Segundo Blvd | El Segundo | 90245 | UST Permanent Closure on Site | D-0008 | 10416640-002 | Xerxes | A Stand-alone Tank | 880 | 1988-02-25 | 2019-06-17 |  | 1 | This tank has been closed in place permanently and will be used as an ECT and is exempt from UST regulations. | Other |  | Other Petroleum | Recovered Oil |  | Double Wall | Fiberglass |  | Fiberglass |  | Yes | No | No | No | Single-walled | Gravity | Other |  | None |  | None | None |  | None |  | None | None |  | None |  | None |  | None |  | Fill Components Installed 451-a: No; Fill Components Installed 451-b: No; Fill Components Installed 451-c: No; Under Dispenser Containment (UDC) 469a: No Dispensers; Under Dispenser Containment (UDC) 469b: None; Corrosion Prevention 448a: No; Corrosion Prevention 448b: No; Corrosion Prevention 448c: No; UST Tank Certification / Applicant Information 471: Loren Mouw; UST Tank Certification / Applicant Information 472: Operating Assistant; Equipment Testing and Preventive Maintenance 490-3a: Annually; Site Plot Plan Submitted 490-4: Site Plan Previously Submitted; Continuous Electronic Tank Monitoring 490-5: Yes; Continuous Electronic Tank Monitoring 490-6: Dry; Continuous Electronic Tank Monitoring 490-7: Magnetrol; Continuous Electronic Tank Monitoring 490-8: Magentrol; Continuous Electronic Tank Monitoring 490-9: Magnotrol Inter.; Continuous Electronic Tank Monitoring 490-10: A15; Automatic Tank Gauging 490-11: No; Monthly Statistical Inventory Reconciliation 490-20: No; Weekly Manual Tank Gauge 490-21: No; Tank Integrity Testing 490-23: Yes; Tank Integrity Testing 490-24: Other; Other Tank Monitoring 490-26: No; Continuous Monitoring of Piping Secondary Containment 490-28: No; Mechanical Line Leak Detector Performs 3 GPH Leak Test 490-36: No; Electronic Line Leak Detector Performs 3 GPH Leak Test 490-39: No; Pipeline Integrity Testing 490-45: No; Visual Pipeline Monitoring 490-48: No; Suction Piping Meets Exemption Criteria 490-50: No; No Regulated Piping Per Health and Safety Code, Division 20, Chapter 6.7 Is Connected To The Tank System 490-51: Yes; Other Pipeline Monitoring 490-52: No; Under Dispenser Containment (UDC) Monitoring 490-54a: No Dispensers; Periodic System Testing 490-65: No; Periodic System Testing 490-66: Yes; Periodic System Testing 490-67: No; Recordkeeping 490-68a: Yes; Recordkeeping 490-68b: Yes; Recordkeeping 490-68c: Yes; Recordkeeping 490-68d: No; Recordkeeping 490-68e: No; Recordkeeping 490-68f: No; Recordkeeping 490-68g: No; Recordkeeping 490-68h: Yes; Training 490-69a: Yes; Training 490-70: Yes; Personnel Responsibilities 490-72: Adam Lovano; Personnel Responsibilities 490-73: Operating Assistant - Light Side B&S; UST Monitoring Plan Certification / Applicant Information 490-76: Tank Owner/Operator; UST Monitoring Plan Certification / Applicant Information 490-78: Loren Mouw; UST Monitoring Plan Certification / Applicant Information 490-79: Operating Assistant | 2019-08-21 15:54 | 2019-08-21 16:04 | Jairo Garcia | El Segundo City Fire Department | CUPA
10416640 |  | Chevron Products Company El Segundo | 90161722 | Chevron Blending and Shipping Contol Room | 228 W El Segundo Blvd | El Segundo | 90245 | UST Permanent Closure on Site | D-0036 | 10416640-005 | Xerxes | A Stand-alone Tank | 2372 | 1988-02-26 | 2019-06-17 |  | 1 | This tank has been closed in place permanently and will be used as an ECT and is exempt from UST regulations. | Other |  | Other Petroleum | Recovered Oil |  | Double Wall | Fiberglass |  | Fiberglass |  | Yes | No | No | No | Single-walled | Gravity | Other |  | None |  | None | None |  | None |  | None | None |  | None |  | None |  | None |  | Fill Components Installed 451-a: No; Fill Components Installed 451-b: No; Fill Components Installed 451-c: No; Under Dispenser Containment (UDC) 469a: No Dispensers; Under Dispenser Containment (UDC) 469b: None; Corrosion Prevention 448a: No; Corrosion Prevention 448b: No; Corrosion Prevention 448c: No; UST Tank Certification / Applicant Information 471: Loren Mouw; UST Tank Certification / Applicant Information 472: Operating Assistant; Equipment Testing and Preventive Maintenance 490-3a: Annually; Site Plot Plan Submitted 490-4: Site Plan Previously Submitted; Continuous Electronic Tank Monitoring 490-5: Yes; Continuous Electronic Tank Monitoring 490-6: Dry; Continuous Electronic Tank Monitoring 490-7: Magnetrol; Continuous Electronic Tank Monitoring 490-8: Magentrol; Continuous Electronic Tank Monitoring 490-9: Magnetrol; Continuous Electronic Tank Monitoring 490-10: A15; Automatic Tank Gauging 490-11: No; Monthly Statistical Inventory Reconciliation 490-20: No; Weekly Manual Tank Gauge 490-21: No; Tank Integrity Testing 490-23: Yes; Tank Integrity Testing 490-24: Other; Other Tank Monitoring 490-26: No; Continuous Monitoring of Piping Secondary Containment 490-28: No; Mechanical Line Leak Detector Performs 3 GPH Leak Test 490-36: No; Electronic Line Leak Detector Performs 3 GPH Leak Test 490-39: No; Pipeline Integrity Testing 490-45: No; Visual Pipeline Monitoring 490-48: No; Suction Piping Meets Exemption Criteria 490-50: No; No Regulated Piping Per Health and Safety Code, Division 20, Chapter 6.7 Is Connected To The Tank System 490-51: Yes; Other Pipeline Monitoring 490-52: No; Under Dispenser Containment (UDC) Monitoring 490-54a: No Dispensers; Periodic System Testing 490-65: No; Periodic System Testing 490-66: Yes; Periodic System Testing 490-67: No; Recordkeeping 490-68a: Yes; Recordkeeping 490-68b: Yes; Recordkeeping 490-68c: Yes; Recordkeeping 490-68d: No; Recordkeeping 490-68e: No; Recordkeeping 490-68f: No; Recordkeeping 490-68g: No; Recordkeeping 490-68h: Yes; Training 490-69a: Yes; Training 490-70: Yes; Personnel Responsibilities 490-72: Adam Lovano; Personnel Responsibilities 490-73: Operating Assistant - Light Side B&S; UST Monitoring Plan Certification / Applicant Information 490-76: Tank Owner/Operator; UST Monitoring Plan Certification / Applicant Information 490-78: Loren Mouw; UST Monitoring Plan Certification / Applicant Information 490-79: Operating Assistant | 2019-08-21 15:54 | 2019-08-21 16:04 | Jairo Garcia | El Segundo City Fire Department | CUPA
10416640 |  | Chevron Products Company El Segundo | 90161722 | Chevron Blending and Shipping Contol Room | 228 W El Segundo Blvd | El Segundo | 90245 | UST Permanent Closure on Site | D-474 | 10416640-009 | Xerxes | A Stand-alone Tank | 880 | 1988-02-25 | 2019-06-17 |  | 1 | This tank has been closed in place permanently and will be used as an ECT and is exempt from UST regulations. | Other |  | Other Petroleum | Recovered Oil |  | Double Wall | Fiberglass |  | Fiberglass |  | Yes | No | No | No | Single-walled | Gravity | Other |  | None |  |  | None |  | None |  | None | None |  | None |  | None |  | None |  | Fill Components Installed 451-a: No; Fill Components Installed 451-b: No; Fill Components Installed 451-c: No; Under Dispenser Containment (UDC) 469a: No Dispensers; Under Dispenser Containment (UDC) 469b: None; Corrosion Prevention 448a: No; Corrosion Prevention 448b: No; Corrosion Prevention 448c: No; UST Tank Certification / Applicant Information 471: Loren Mouw; UST Tank Certification / Applicant Information 472: Operating Assistant; Equipment Testing and Preventive Maintenance 490-3a: Annually; Site Plot Plan Submitted 490-4: Site Plan Previously Submitted; Continuous Electronic Tank Monitoring 490-5: Yes; Continuous Electronic Tank Monitoring 490-6: Dry; Continuous Electronic Tank Monitoring 490-7: Magnetrol; Continuous Electronic Tank Monitoring 490-8: Magentrol; Continuous Electronic Tank Monitoring 490-9: Magnotrol Inter.; Continuous Electronic Tank Monitoring 490-10: A15; Automatic Tank Gauging 490-11: No; Monthly Statistical Inventory Reconciliation 490-20: No; Weekly Manual Tank Gauge 490-21: No; Tank Integrity Testing 490-23: Yes; Tank Integrity Testing 490-24: Other; Other Tank Monitoring 490-26: No; Continuous Monitoring of Piping Secondary Containment 490-28: No; Mechanical Line Leak Detector Performs 3 GPH Leak Test 490-36: No; Electronic Line Leak Detector Performs 3 GPH Leak Test 490-39: No; Pipeline Integrity Testing 490-45: No; Visual Pipeline Monitoring 490-48: No; Suction Piping Meets Exemption Criteria 490-50: No; No Regulated Piping Per Health and Safety Code, Division 20, Chapter 6.7 Is Connected To The Tank System 490-51: Yes; Other Pipeline Monitoring 490-52: No; Under Dispenser Containment (UDC) Monitoring 490-54a: No Dispensers; Periodic System Testing 490-65: No; Periodic System Testing 490-66: Yes; Periodic System Testing 490-67: No; Recordkeeping 490-68a: Yes; Recordkeeping 490-68b: Yes; Recordkeeping 490-68c: Yes; Recordkeeping 490-68d: No; Recordkeeping 490-68e: No; Recordkeeping 490-68f: No; Recordkeeping 490-68g: No; Recordkeeping 490-68h: Yes; Training 490-69a: Yes; Training 490-70: Yes; Personnel Responsibilities 490-72: Adam Lovano; Personnel Responsibilities 490-73: Operating Assistant - Light Side B&S; UST Monitoring Plan Certification / Applicant Information 490-76: Tank Owner/Operator; UST Monitoring Plan Certification / Applicant Information 490-78: Loren Mouw; UST Monitoring Plan Certification / Applicant Information 490-79: Operating Assistant | 2019-08-21 15:54 | 2019-08-21 16:04 | Jairo Garcia | El Segundo City Fire Department | CUPA
10416640 |  | Chevron Products Company El Segundo | 90161722 | Chevron Blending and Shipping Contol Room | 228 W El Segundo Blvd | El Segundo | 90245 | UST Permanent Closure on Site | D-0007 | 10416640-010 | Xerxes | A Stand-alone Tank | 665 | 2013-02-28 | 2013-02-28 |  | 1 | The physical UST is not being closed. This Tank ID will no longer be used for reporting. It has been replaced with a new Tank ID ND-0007. | Other |  | Other Petroleum |  | Recovered Oil | Double Wall | Fiberglass |  | Fiberglass |  | Yes | No | No | No | Single-walled | Gravity | Rigid Plastic |  | None |  | None | [13 empty] | Fill Components Installed 451-a: No; Fill Components Installed 451-b: No; Fill Components Installed 451-c: No; Under Dispenser Containment (UDC) 469a: No Dispensers; Corrosion Prevention 448a: No; Corrosion Prevention 448b: No; Corrosion Prevention 448c: No; Equipment Testing and Preventive Maintenance 490-3a: Annually; Site Plot Plan Submitted 490-4: Site Plan Previously Submitted; Continuous Electronic Tank Monitoring 490-5: Yes; Continuous Electronic Tank Monitoring 490-6: Dry; Automatic Tank Gauging 490-11: No; Monthly Statistical Inventory Reconciliation 490-20: No; Weekly Manual Tank Gauge 490-21: No; Tank Integrity Testing 490-23: Yes; Tank Integrity Testing 490-24: Other; Other Tank Monitoring 490-26: No; Continuous Monitoring of Piping Secondary Containment 490-28: No; Mechanical Line Leak Detector Performs 3 GPH Leak Test 490-36: No; Electronic Line Leak Detector Performs 3 GPH Leak Test 490-39: No; Pipeline Integrity Testing 490-45: No; Visual Pipeline Monitoring 490-48: No; Suction Piping Meets Exemption Criteria 490-50: No; No Regulated Piping Per Health and Safety Code, Division 20, Chapter 6.7 Is Connected To The Tank System 490-51: No; Other Pipeline Monitoring 490-52: No; Under Dispenser Containment (UDC) Monitoring 490-54a: No Dispensers; Periodic System Testing 490-65: No; Periodic System Testing 490-66: No; Periodic System Testing 490-67: No; Recordkeeping 490-68a: Yes; Recordkeeping 490-68b: Yes; Recordkeeping 490-68c: Yes; Recordkeeping 490-68d: No; Recordkeeping 490-68e: No; Recordkeeping 490-68f: No; Recordkeeping 490-68g: No; Recordkeeping 490-68h: Yes; Training 490-69a: No; Training 490-70: Yes; Personnel Responsibilities 490-72: Ruben Lopez; Personnel Responsibilities 490-73: Operating Assistant | 2019-08-21 15:54 | 2019-08-21 16:04 | Jairo Garcia | El Segundo City Fire Department | CUPA
10416640 |  | Chevron Products Company El Segundo | 90161722 | Chevron Blending and Shipping Contol Room | 228 W El Segundo Blvd | El Segundo | 90245 | UST Permanent Closure on Site | D-0044 | 10416640-007 | Xerxes | A Stand-alone Tank | 4224 | 1988-02-26 | 2019-06-17 |  | 1 | This tank has been closed in place permanently and will be used as an ECT and is exempt from UST regulations. | Other |  | Other Petroleum | Recovered Oil |  | Double Wall | Fiberglass |  | Fiberglass |  | Yes | No | No | No | Single-walled | Gravity | Other |  | None |  | None | None |  | None |  | None | None |  | None |  | None |  | None |  | Fill Components Installed 451-a: No; Fill Components Installed 451-b: No; Fill Components Installed 451-c: No; Under Dispenser Containment (UDC) 469a: No Dispensers; Under Dispenser Containment (UDC) 469b: None; Corrosion Prevention 448a: No; Corrosion Prevention 448b: No; Corrosion Prevention 448c: No; UST Tank Certification / Applicant Information 471: Loren Mouw; UST Tank Certification / Applicant Information 472: Operating Assistant; Equipment Testing and Preventive Maintenance 490-3a: Annually; Site Plot Plan Submitted 490-4: Site Plan Previously Submitted; Continuous Electronic Tank Monitoring 490-5: Yes; Continuous Electronic Tank Monitoring 490-6: Dry; Continuous Electronic Tank Monitoring 490-7: Magnetrol; Continuous Electronic Tank Monitoring 490-8: Magentrol; Continuous Electronic Tank Monitoring 490-9: Magnetrol; Continuous Electronic Tank Monitoring 490-10: A15; Automatic Tank Gauging 490-11: No; Monthly Statistical Inventory Reconciliation 490-20: No; Weekly Manual Tank Gauge 490-21: No; Tank Integrity Testing 490-23: Yes; Tank Integrity Testing 490-24: Other; Other Tank Monitoring 490-26: No; Continuous Monitoring of Piping Secondary Containment 490-28: No; Mechanical Line Leak Detector Performs 3 GPH Leak Test 490-36: No; Electronic Line Leak Detector Performs 3 GPH Leak Test 490-39: No; Pipeline Integrity Testing 490-45: No; Visual Pipeline Monitoring 490-48: No; Suction Piping Meets Exemption Criteria 490-50: No; No Regulated Piping Per Health and Safety Code, Division 20, Chapter 6.7 Is Connected To The Tank System 490-51: Yes; Other Pipeline Monitoring 490-52: No; Under Dispenser Containment (UDC) Monitoring 490-54a: No Dispensers; Periodic System Testing 490-65: No; Periodic System Testing 490-66: Yes; Periodic System Testing 490-67: No; Recordkeeping 490-68a: Yes; Recordkeeping 490-68b: Yes; Recordkeeping 490-68c: Yes; Recordkeeping 490-68d: No; Recordkeeping 490-68e: No; Recordkeeping 490-68f: No; Recordkeeping 490-68g: No; Recordkeeping 490-68h: Yes; Training 490-69a: Yes; Training 490-70: Yes; Personnel Responsibilities 490-72: Adam Lovano; Personnel Responsibilities 490-73: Operating Assistant - Light Side B&S; UST Monitoring Plan Certification / Applicant Information 490-76: Tank Owner/Operator; UST Monitoring Plan Certification / Applicant Information 490-78: Loren Mouw; UST Monitoring Plan Certification / Applicant Information 490-79: Operating Assistant | 2019-08-21 15:54 | 2019-08-21 16:04 | Jairo Garcia | El Segundo City Fire Department | CUPA
10417963 | 19-013-30 | Bob's Union, Inc. | 90369721 | Bob's Union, Inc. | 770 N Pacific Coast Hwy | El Segundo | 90245 | UST Removal | 4 | 10417963-004 | Xerxes | A Stand-alone Tank | 600 | 1998-05-01 | 2021-12-22 |  | 1 | Waste Oil Tank | Hazardous Waste (includes used oil) |  | Used Oil | Waste Oil |  | Double Wall | Fiberglass |  | Fiberglass |  | No | No | No | Yes | Double-walled | Gravity | Fiberglass |  | Fiberglass |  | Single-walled | Fiberglass |  | None |  | Single-walled | None |  | None |  | Steel |  | Fiberglass |  | Fill Components Installed 451-a: Yes; Fill Components Installed 451-b: Yes; Fill Components Installed 451-c: Yes; Under Dispenser Containment (UDC) 469a: No Dispensers; Under Dispenser Containment (UDC) 469b: None; Corrosion Prevention 448a: No; Corrosion Prevention 448b: No; Corrosion Prevention 448c: Yes; UST Tank Certification / Applicant Information 471: Ara Kizirian; UST Tank Certification / Applicant Information 472: Vice President; Equipment Testing and Preventive Maintenance 490-3a: Annually; Site Plot Plan Submitted 490-4: New Plan Submitted; Continuous Electronic Tank Monitoring 490-5: Yes; Continuous Electronic Tank Monitoring 490-6: Dry; Continuous Electronic Tank Monitoring 490-7: Veeder-Root; Continuous Electronic Tank Monitoring 490-8: TLS-350; Continuous Electronic Tank Monitoring 490-9: Veeder-Root; Continuous Electronic Tank Monitoring 490-10: 420; Automatic Tank Gauging 490-11: No; Monthly Statistical Inventory Reconciliation 490-20: No; Weekly Manual Tank Gauge 490-21: No; Tank Integrity Testing 490-23: No; Other Tank Monitoring 490-26: No; Continuous Monitoring of Piping Secondary Containment 490-28: Yes; Continuous Monitoring of Piping Secondary Containment 490-29: Dry; Continuous Monitoring of Piping Secondary Containment 490-30: Veeder-Root; Continuous Monitoring of Piping Secondary Containment 490-31: TLS-350; Continuous Monitoring of Piping Secondary Containment 490-32: Veeder-root; Continuous Monitoring of Piping Secondary Containment 490-33: 208; Continuous Monitoring of Piping Secondary Containment 490-34: Yes; Continuous Monitoring of Piping Secondary Containment 490-35: Yes; Mechanical Line Leak Detector Performs 3 GPH Leak Test 490-36: No; Electronic Line Leak Detector Performs 3 GPH Leak Test 490-39: No; Pipeline Integrity Testing 490-45: No; Visual Pipeline Monitoring 490-48: No; Suction Piping Meets Exemption Criteria 490-50: No; No Regulated Piping Per Health and Safety Code, Division 20, Chapter 6.7 Is Connected To The Tank System 490-51: No; Other Pipeline Monitoring 490-52: No; Under Dispenser Containment (UDC) Monitoring 490-54a: No Dispensers; Periodic System Testing 490-65: No; Periodic System Testing 490-66: Yes; Periodic System Testing 490-67: Yes; Recordkeeping 490-68a: Yes; Recordkeeping 490-68b: Yes; Recordkeeping 490-68c: No; Recordkeeping 490-68d: No; Recordkeeping 490-68e: No; Recordkeeping 490-68f: No; Recordkeeping 490-68g: No; Recordkeeping 490-68h: Yes; Training 490-69a: Yes; Training 490-70: Yes; Personnel Responsibilities 490-72: Ara Kizirian; Personnel Responsibilities 490-73: Vice-President; UST Monitoring Plan Certification / Applicant Information 490-78: Ara Kizirian; UST Monitoring Plan Certification / Applicant Information 490-79: Vice President | 2024-03-11 20:11 | 2024-04-19 15:08 | Jairo Garcia | El Segundo City Fire Department | CUPA
10417963 | 19-013-30 | Bob's Union, Inc. | 90369721 | Bob's Union, Inc. | 770 N Pacific Coast Hwy | El Segundo | 90245 | Renewal Permit | 2 | 10417963-002 | Xerxes | A Stand-alone Tank | 12000 | 1998-05-01 |  |  | 1 |  | Motor Vehicle Fueling |  | Diesel |  |  | Double Wall | Fiberglass |  | Fiberglass |  | No | No | Yes | No | Double-walled | Pressure | Fiberglass |  | Fiberglass |  | Single-walled | Fiberglass |  | None |  | None | Fiberglass |  | None |  | Steel |  | Fiberglass |  | Yes | Yes | Yes | Single-walled | Fiberglass |  | No | No | Yes |  | Ara Kizirian | Vice-President | Annually |  | New Plan Submitted | Yes | Dry | Veeder-Root | TLS-350 | Veeder-Root | 409 | No | [8 empty] | No | No |  | No |  |  | No |  | Yes | Dry | Veeder-Root | TLS-350 | Veeder-root | 208 | Yes | Yes | Yes | VMI | LD2000 | No | [5 empty] | No |  |  | No |  | No | No | No |  | Float and Chain Assembly | [5 empty] | No | Yes | Yes | Yes | Single-walled |  | No | No | Yes | Yes | Yes | Yes | No | No | No | No | No | Yes | Yes | [8 empty] | Yes | ATG used for inventory onlyBravo float & Chain @ UDC 1.2.3.4.7.8Sensor 208 @UDC 5/6 | Ara Kizirian | Vice-President |  |  |  |  | Ara Kizirian | Vice President | 2024-03-11 20:11 | 2024-04-19 15:08 | Jairo Garcia | El Segundo City Fire Department | CUPA
10417963 | 19-013-30 | Bob's Union, Inc. | 90369721 | Bob's Union, Inc. | 770 N Pacific Coast Hwy | El Segundo | 90245 | Renewal Permit | 1 | 10417963-001 | Xerxes | A Stand-alone Tank | 15000 | 1998-08-01 |  |  | 1 | Regular Unleaded | Motor Vehicle Fueling |  | Regular Unleaded |  |  | Double Wall | Fiberglass |  | Fiberglass |  | No | No | Yes | No | Double-walled | Pressure | Fiberglass |  | Fiberglass |  | Single-walled | Fiberglass |  | None |  | None | Fiberglass |  | None |  | Steel |  | Fiberglass |  | Yes | Yes | Yes | Single-walled | Other |  | No | No | Yes |  | Ara Kizirian | Vice-President | Annually |  | New Plan Submitted | Yes | Dry | Veeder-Root | TLS-350 | Veeder-Root | 409 | No | [8 empty] | No | No |  | No |  |  | No |  | Yes | Dry | Veeder-Root | TLS-350 | Veeder-root | 208 | Yes | Yes | Yes | VMI | LD2000 | No | [5 empty] | No |  |  | No |  | No | No | No |  | Float and Chain Assembly |  | Veeder-root | tls-350 | Bravo + Veeder-root | Float & Chain / Senor 208 @5/6 | No | Yes | Yes | Yes | Single-walled |  | No | No | Yes | Yes | Yes | Yes | No | No | No | No | No | Yes | Yes | [8 empty] | Yes | ATG used for inventory onlyBravo float & Chain @ UDC 1.2.3.4.7.8Sensor 208 @UDC 5/6 | Ara Kizirian | Vice-President |  |  |  |  | Ara Kizirian | Vice President | 2024-03-11 20:11 | 2024-04-19 15:08 | Jairo Garcia | El Segundo City Fire Department | CUPA
10417963 | 19-013-30 | Bob's Union, Inc. | 90369721 | Bob's Union, Inc. | 770 N Pacific Coast Hwy | El Segundo | 90245 | Renewal Permit | 3 | 10417963-003 | Xerxes | A Stand-alone Tank | 10000 | 1998-05-01 |  |  | 1 |  | Motor Vehicle Fueling |  | Premium Unleaded |  |  | Double Wall | Fiberglass |  | Fiberglass |  | No | No | Yes | No | Double-walled | Pressure | Fiberglass |  | Fiberglass |  | Single-walled | Fiberglass |  | None |  | None | Fiberglass |  | None |  | Steel |  | Fiberglass |  | Fill Components Installed 451-a: Yes; Fill Components Installed 451-b: Yes; Fill Components Installed 451-c: Yes; Under Dispenser Containment (UDC) 469a: Single-walled; Under Dispenser Containment (UDC) 469b: Fiberglass; Corrosion Prevention 448a: No; Corrosion Prevention 448b: No; Corrosion Prevention 448c: Yes; UST Tank Certification / Applicant Information 471: Ara Kizirian; UST Tank Certification / Applicant Information 472: Vice-President; Equipment Testing and Preventive Maintenance 490-3a: Annually; Site Plot Plan Submitted 490-4: New Plan Submitted; Continuous Electronic Tank Monitoring 490-5: Yes; Continuous Electronic Tank Monitoring 490-6: Dry; Continuous Electronic Tank Monitoring 490-7: Veeder-Root; Continuous Electronic Tank Monitoring 490-8: TLS-350; Continuous Electronic Tank Monitoring 490-9: Veeder-Root; Continuous Electronic Tank Monitoring 490-10: 409; Automatic Tank Gauging 490-11: No; Monthly Statistical Inventory Reconciliation 490-20: No; Weekly Manual Tank Gauge 490-21: No; Tank Integrity Testing 490-23: No; Other Tank Monitoring 490-26: No; Continuous Monitoring of Piping Secondary Containment 490-28: Yes; Continuous Monitoring of Piping Secondary Containment 490-29: Dry; Continuous Monitoring of Piping Secondary Containment 490-30: Veeder-Root; Continuous Monitoring of Piping Secondary Containment 490-31: TLS-350; Continuous Monitoring of Piping Secondary Containment 490-34: Yes; Continuous Monitoring of Piping Secondary Containment 490-35: Yes; Mechanical Line Leak Detector Performs 3 GPH Leak Test 490-36: Yes; Electronic Line Leak Detector Performs 3 GPH Leak Test 490-39: No; Pipeline Integrity Testing 490-45: No; Visual Pipeline Monitoring 490-48: No; Suction Piping Meets Exemption Criteria 490-50: No; No Regulated Piping Per Health and Safety Code, Division 20, Chapter 6.7 Is Connected To The Tank System 490-51: No; Other Pipeline Monitoring 490-52: No; Under Dispenser Containment (UDC) Monitoring 490-54a: Float and Chain Assembly; Under Dispenser Containment (UDC) Monitoring 490-57: Bravo; Under Dispenser Containment (UDC) Monitoring 490-59: No; Under Dispenser Containment (UDC) Monitoring 490-60: Yes; Under Dispenser Containment (UDC) Monitoring 490-61: Yes; Under Dispenser Containment (UDC) Monitoring 490-62: Yes; Under Dispenser Containment (UDC) Monitoring 490-63: Single-walled; Under Dispenser Containment (UDC) Monitoring 490-64b: No; Periodic System Testing 490-65: No; Periodic System Testing 490-66: Yes; Periodic System Testing 490-67: Yes; Recordkeeping 490-68a: Yes; Recordkeeping 490-68b: Yes; Recordkeeping 490-68c: No; Recordkeeping 490-68d: No; Recordkeeping 490-68e: No; Recordkeeping 490-68f: Yes; Recordkeeping 490-68g: No; Recordkeeping 490-68h: Yes; Training 490-69a: Yes; Training 490-70: Yes; Comments and Additional Information 490-71: ATG used for inventory onlyBravo float & Chain @ UDC 1.2.3.4.7.8Sensor 208 @UDC 5/6; Personnel Responsibilities 490-72: Ara Kizirian; Personnel Responsibilities 490-73: Vice-President; UST Monitoring Plan Certification / Applicant Information 490-76: Tank Owner/Operator; UST Monitoring Plan Certification / Applicant Information 490-78: Ara Kizirian; UST Monitoring Plan Certification / Applicant Information 490-79: Vice President | 2024-03-11 20:11 | 2024-04-19 15:08 | Jairo Garcia | El Segundo City Fire Department | CUPA
10424827 | 10 013 300071 | City Of El Segundo - Maintenance Facility | 90372652 | City Of El Segundo - Maintenance Facility | 150 Illinois St | El Segundo | 90245 | Renewal Permit | 5 | 10424827-005 | MODERN WELDING CO. | A Stand-alone Tank | 1000 | 1999-10-01 |  |  | 1 |  | Hazardous Waste (includes used oil) |  | Used Oil |  |  | Double Wall | Steel |  | Fiberglass |  | No | No | No | Yes | Double-walled | Gravity | Steel |  | Fiberglass |  | Single-walled | Fiberglass |  | None |  | Single-walled | Fiberglass |  | None |  | Steel |  | Fiberglass |  | Fill Components Installed 451-a: Yes; Fill Components Installed 451-b: No; Fill Components Installed 451-c: No; Under Dispenser Containment (UDC) 469a: No Dispensers; Under Dispenser Containment (UDC) 469b: None; Corrosion Prevention 448a: No; Corrosion Prevention 448b: No; Corrosion Prevention 448c: Yes; UST Tank Certification / Applicant Information 471: MARTIN WHITEHEAD; UST Tank Certification / Applicant Information 472: FACILIES MAINTENANCE SUPERVISOR; Equipment Testing and Preventive Maintenance 490-3a: Annually; Site Plot Plan Submitted 490-4: Site Plan Previously Submitted; Continuous Electronic Tank Monitoring 490-5: Yes; Continuous Electronic Tank Monitoring 490-7: VEEDER ROOT; Continuous Electronic Tank Monitoring 490-8: TLS350; Continuous Electronic Tank Monitoring 490-9: VEEDER ROOT; Continuous Electronic Tank Monitoring 490-10: 794390 420; Automatic Tank Gauging 490-11: Yes; Automatic Tank Gauging 490-12: VEEDER ROOT; Automatic Tank Gauging 490-13: TLS; Automatic Tank Gauging 490-14: VEEDER ROOT; Automatic Tank Gauging 490-15: 847370 107; Automatic Tank Gauging 490-16: Continuous; Monthly Statistical Inventory Reconciliation 490-20: No; Weekly Manual Tank Gauge 490-21: No; Tank Integrity Testing 490-23: No; Other Tank Monitoring 490-26: No; Continuous Monitoring of Piping Secondary Containment 490-28: Yes; Continuous Monitoring of Piping Secondary Containment 490-29: Dry; Continuous Monitoring of Piping Secondary Containment 490-30: VEEDER ROOT; Continuous Monitoring of Piping Secondary Containment 490-31: TLS350; Continuous Monitoring of Piping Secondary Containment 490-32: VEEDER ROOT; Continuous Monitoring of Piping Secondary Containment 490-33: 794380 208; Continuous Monitoring of Piping Secondary Containment 490-34: Yes; Continuous Monitoring of Piping Secondary Containment 490-35: Yes; Mechanical Line Leak Detector Performs 3 GPH Leak Test 490-36: No; Electronic Line Leak Detector Performs 3 GPH Leak Test 490-39: No; Pipeline Integrity Testing 490-45: No; Visual Pipeline Monitoring 490-48: No; Suction Piping Meets Exemption Criteria 490-50: Yes; No Regulated Piping Per Health and Safety Code, Division 20, Chapter 6.7 Is Connected To The Tank System 490-51: No; Other Pipeline Monitoring 490-52: No; Under Dispenser Containment (UDC) Monitoring 490-54a: No Dispensers; Periodic System Testing 490-65: No; Periodic System Testing 490-66: Yes; Periodic System Testing 490-67: Yes; Recordkeeping 490-68a: Yes; Recordkeeping 490-68b: Yes; Recordkeeping 490-68c: No; Recordkeeping 490-68d: No; Recordkeeping 490-68e: No; Recordkeeping 490-68f: No; Recordkeeping 490-68g: No; Recordkeeping 490-68h: Yes; Training 490-69a: Yes; Training 490-70: No; Personnel Responsibilities 490-72: RON FAJARDO; Personnel Responsibilities 490-73: GENERAL SERVICES MANAGER; Personnel Responsibilities 490-74: ELIAS SASOON; Personnel Responsibilities 490-75: PUBLIC WORKS DIRECTOR; UST Monitoring Plan Certification / Applicant Information 490-76: Authorized Representative of Owner; UST Monitoring Plan Certification / Applicant Information 490-78: MARTIN WHITEHEAD; UST Monitoring Plan Certification / Applicant Information 490-79: FACILITIES MAINTENANCE SUPERVISOR | 2024-07-18 09:11 | 2024-07-19 11:07 | Jairo Garcia | El Segundo City Fire Department | CUPA
10424827 | 10 013 300071 | City Of El Segundo - Maintenance Facility | 90372652 | City Of El Segundo - Maintenance Facility | 150 Illinois St | El Segundo | 90245 | Renewal Permit | 4 | 10424827-004 | MODERN WELDING CO. | A Stand-alone Tank | 1000 | 1999-10-01 |  |  | 1 |  | Chemical Product Storage |  | Other Petroleum | MOTOR OIL 30W |  | Double Wall | Steel |  | Fiberglass |  | No | No | Yes | No | Double-walled | Conventional Suction | Steel |  | Fiberglass |  | Single-walled | Fiberglass |  | None |  | Single-walled | Fiberglass |  | None |  | Steel |  | Fiberglass |  | Fill Components Installed 451-a: Yes; Fill Components Installed 451-b: No; Fill Components Installed 451-c: No; Under Dispenser Containment (UDC) 469a: No Dispensers; Under Dispenser Containment (UDC) 469b: None; Corrosion Prevention 448a: No; Corrosion Prevention 448b: No; Corrosion Prevention 448c: Yes; UST Tank Certification / Applicant Information 471: MARTIN WHITEHEAD; UST Tank Certification / Applicant Information 472: FACILIES MAINTENANCE SUPERVISOR; Equipment Testing and Preventive Maintenance 490-3a: Annually; Site Plot Plan Submitted 490-4: Site Plan Previously Submitted; Continuous Electronic Tank Monitoring 490-5: Yes; Continuous Electronic Tank Monitoring 490-7: VEEDER ROOT; Continuous Electronic Tank Monitoring 490-8: TLS350; Continuous Electronic Tank Monitoring 490-9: VEEDER ROOT; Continuous Electronic Tank Monitoring 490-10: 794390 420; Automatic Tank Gauging 490-11: Yes; Automatic Tank Gauging 490-12: VEEDER ROOT; Automatic Tank Gauging 490-13: TLS; Automatic Tank Gauging 490-14: VEEDER ROOT; Automatic Tank Gauging 490-15: 847370 107; Automatic Tank Gauging 490-16: Continuous; Monthly Statistical Inventory Reconciliation 490-20: No; Weekly Manual Tank Gauge 490-21: No; Tank Integrity Testing 490-23: No; Other Tank Monitoring 490-26: No; Continuous Monitoring of Piping Secondary Containment 490-28: Yes; Continuous Monitoring of Piping Secondary Containment 490-29: Dry; Continuous Monitoring of Piping Secondary Containment 490-30: VEEDER ROOT; Continuous Monitoring of Piping Secondary Containment 490-31: TLS350; Continuous Monitoring of Piping Secondary Containment 490-32: VEEDER ROOT; Continuous Monitoring of Piping Secondary Containment 490-33: 794380 208; Continuous Monitoring of Piping Secondary Containment 490-34: Yes; Continuous Monitoring of Piping Secondary Containment 490-35: Yes; Mechanical Line Leak Detector Performs 3 GPH Leak Test 490-36: No; Electronic Line Leak Detector Performs 3 GPH Leak Test 490-39: No; Pipeline Integrity Testing 490-45: No; Visual Pipeline Monitoring 490-48: No; Suction Piping Meets Exemption Criteria 490-50: No; No Regulated Piping Per Health and Safety Code, Division 20, Chapter 6.7 Is Connected To The Tank System 490-51: No; Other Pipeline Monitoring 490-52: No; Under Dispenser Containment (UDC) Monitoring 490-54a: No Dispensers; Periodic System Testing 490-65: No; Periodic System Testing 490-66: Yes; Periodic System Testing 490-67: Yes; Recordkeeping 490-68a: Yes; Recordkeeping 490-68b: Yes; Recordkeeping 490-68c: No; Recordkeeping 490-68d: No; Recordkeeping 490-68e: No; Recordkeeping 490-68f: No; Recordkeeping 490-68g: No; Recordkeeping 490-68h: Yes; Training 490-69a: Yes; Training 490-70: No; Personnel Responsibilities 490-72: RON FAJARDO; Personnel Responsibilities 490-73: GENERAL SERVICES MANAGER; Personnel Responsibilities 490-74: ELIAS SASOON; Personnel Responsibilities 490-75: PUBLIC WORKS DIRECTOR; UST Monitoring Plan Certification / Applicant Information 490-76: Authorized Representative of Owner; UST Monitoring Plan Certification / Applicant Information 490-78: MARTIN WHITEHEAD; UST Monitoring Plan Certification / Applicant Information 490-79: FACILITIES MAINTENANCE SUPERVISOR | 2024-07-18 09:11 | 2024-07-19 11:07 | Jairo Garcia | El Segundo City Fire Department | CUPA
10424827 | 10 013 300071 | City Of El Segundo - Maintenance Facility | 90372652 | City Of El Segundo - Maintenance Facility | 150 Illinois St | El Segundo | 90245 | Renewal Permit | 3 | 10424827-003 | MODERN WELDING CO. | A Stand-alone Tank | 10000 | 1999-10-01 |  |  | 1 |  | Motor Vehicle Fueling |  | Diesel |  |  | Double Wall | Steel |  | Fiberglass |  | No | No | Yes | No | Double-walled | Pressure | Steel |  | Fiberglass |  | Single-walled | Fiberglass |  | Fiberglass |  | Single-walled | Fiberglass |  | Fiberglass |  | Steel |  | Fiberglass |  | Yes | Yes | Yes | Single-walled | Steel |  | No | No | Yes |  | MARTIN WHITEHEAD | FACILIES MAINTENANCE SUPERVISOR | Annually |  | Site Plan Previously Submitted | Yes | Dry | VEEDER ROOT | TLS350 | VEEDER ROOT | 794390 420 | Yes | VEEDER ROOT | TLS | VEEDER ROOT | 847370 107 | Continuous |  |  |  | No | No |  | No |  |  | No |  | Yes | Dry | VEEDER ROOT | TLS350 | VEEDER ROOT | 794380 208 | Yes | Yes | No |  |  | Yes | VETER ROOT | PLLD | 0.2 GPH | Yes | Yes | No |  |  | No |  | Yes | No | No |  | Float and Chain Assembly | [5 empty] | No | No | No | Yes | Single-walled |  |  | No | Yes | Yes | Yes | Yes | No | No | No | No | No | Yes | Yes | [8 empty] | No |  | RON FAJARDO | GENERAL SERVICES MANAGER | ELIAS SASOON | PUBLIC WORKS DIRECTOR | Authorized Representative of Owner |  | MARTIN WHITEHEAD | FACILITIES MAINTENANCE SUPERVISOR | 2024-07-18 09:11 | 2024-07-19 11:07 | Jairo Garcia | El Segundo City Fire Department | CUPA
10424827 | 10 013 300071 | City Of El Segundo - Maintenance Facility | 90372652 | City Of El Segundo - Maintenance Facility | 150 Illinois St | El Segundo | 90245 | Renewal Permit | 2 | 10424827-002 | MODERN WELDING CO. | A Stand-alone Tank | 12000 | 1999-10-01 |  |  | 1 |  | Motor Vehicle Fueling |  | Regular Unleaded |  |  | Double Wall | Steel |  | Fiberglass |  | No | No | Yes | No | Double-walled | Pressure | Steel |  | Fiberglass |  | Single-walled | Fiberglass |  | Fiberglass |  | Single-walled | Fiberglass |  | Fiberglass |  | Fiberglass |  | Fiberglass |  | Yes | Yes | Yes | Single-walled | Steel |  | No | No | Yes |  | MARTIN WHITEHEAD | FACILIES MAINTENANCE SUPERVISOR | Annually |  | Site Plan Previously Submitted | Yes | Dry | VEEDER ROOT | TLS350 | VEEDER ROOT | 794390 420 | Yes | VEEDER ROOT | TLS | VEEDER ROOT | 847370 107 | Continuous |  |  |  | No | No |  | No |  |  | No |  | Yes | Dry | VEEDER ROOT | TLS350 | VEEDER ROOT | 794380 208 | Yes | Yes | No |  |  | Yes | VETER ROOT | PLLD | 0.2 GPH | Yes | Yes | No |  |  | No |  | Yes | No | No |  | Float and Chain Assembly | [5 empty] | No | No | No | Yes | Single-walled |  |  | No | Yes | Yes | Yes | Yes | No | No | No | No | No | Yes | Yes | [8 empty] | No |  | RON FAJARDO | GENERAL SERVICES MANAGER | ELIAS SASOON | PUBLIC WORKS DIRECTOR | Authorized Representative of Owner |  | MARTIN WHITEHEAD | FACILITIES MAINTENANCE SUPERVISOR | 2024-07-18 09:11 | 2024-07-19 11:07 | Jairo Garcia | El Segundo City Fire Department | CUPA
10424827 | 10 013 300071 | City Of El Segundo - Maintenance Facility | 90372652 | City Of El Segundo - Maintenance Facility | 150 Illinois St | El Segundo | 90245 | Renewal Permit | 1 | 10424827-001 | MODERN WELDING CO. | A Stand-alone Tank | 12000 | 1999-10-01 |  |  | 1 |  | Motor Vehicle Fueling |  | Regular Unleaded |  |  | Double Wall | Steel |  | Fiberglass |  | No | No | Yes | No | Double-walled | Pressure | Steel |  | Fiberglass |  | Single-walled | Fiberglass |  | Fiberglass |  | Single-walled | Fiberglass |  | Fiberglass |  | Steel |  | Fiberglass |  | Yes | Yes | Yes | Single-walled | Steel |  | No | No | Yes |  | MARTIN WHITEHEAD | FACILIES MAINTENANCE SUPERVISOR | Annually |  | Site Plan Previously Submitted | Yes | Dry | VEEDER ROOT | TLS350 | VEEDER ROOT | 794390 420 | Yes | VEEDER ROOT | TLS | VEEDER ROOT | 847370 107 | Continuous |  |  |  | No | No |  | No |  |  | No |  | Yes | Dry | VEEDER ROOT | TLS350 | VEEDER ROOT | 794380 208 | Yes | Yes | No |  |  | Yes | VETER ROOT | PLLD | 0.2 GPH | Yes | Yes | No |  |  | No |  | Yes | No | No |  | Float and Chain Assembly | [5 empty] | No | No | No | Yes | Single-walled |  |  | No | Yes | Yes | Yes | Yes | No | No | No | No | No | Yes | Yes | [8 empty] | No |  | RON FAJARDO | GENERAL SERVICES MANAGER | ELIAS SASOON | PUBLIC WORKS DIRECTOR | Authorized Representative of Owner |  | MARTIN WHITEHEAD | FACILITIES MAINTENANCE SUPERVISOR | 2024-07-18 09:11 | 2024-07-19 11:07 | Jairo Garcia | El Segundo City Fire Department | CUPA
10454284 |  | Airport 5 Star | 90394546 | Airport 5 Star | 603 N Pacific Coast Hwy | El Segundo | 90245 | Confirmed/Updated Information | 1 | 10454284-001 | OWENS CORNING | A Stand-alone Tank | 12000 | 1990-12-26 |  |  | 1 |  | Motor Vehicle Fueling |  | Regular Unleaded |  |  | Double Wall | Steel |  | Fiberglass |  | No | No | Yes | No | Double-walled | Pressure | Fiberglass |  | Fiberglass |  | Single-walled | Fiberglass |  | None |  | None | Fiberglass |  | None |  | Steel |  | Fiberglass |  | Fill Components Installed 451-a: Yes; Fill Components Installed 451-b: Yes; Fill Components Installed 451-c: Yes; Under Dispenser Containment (UDC) 469a: Single-walled; Under Dispenser Containment (UDC) 469b: Steel; Corrosion Prevention 448a: No; Corrosion Prevention 448b: No; Corrosion Prevention 448c: Yes; UST Tank Certification / Applicant Information 471: SHAWN Sanieoff; UST Tank Certification / Applicant Information 472: OWNER; Equipment Testing and Preventive Maintenance 490-3a: Annually; Site Plot Plan Submitted 490-4: Site Plan Previously Submitted; Continuous Electronic Tank Monitoring 490-5: Yes; Continuous Electronic Tank Monitoring 490-6: Dry; Continuous Electronic Tank Monitoring 490-7: VEEDER ROOT; Continuous Electronic Tank Monitoring 490-8: TLS-350; Continuous Electronic Tank Monitoring 490-9: VEEDER ROOT; Continuous Electronic Tank Monitoring 490-10: 420; Automatic Tank Gauging 490-11: No; Monthly Statistical Inventory Reconciliation 490-20: No; Weekly Manual Tank Gauge 490-21: No; Tank Integrity Testing 490-23: No; Other Tank Monitoring 490-26: Yes; Continuous Monitoring of Piping Secondary Containment 490-28: Yes; Continuous Monitoring of Piping Secondary Containment 490-29: Dry; Continuous Monitoring of Piping Secondary Containment 490-30: VEEDER ROOT; Continuous Monitoring of Piping Secondary Containment 490-31: TLS 350; Continuous Monitoring of Piping Secondary Containment 490-32: VEEDER ROOT; Continuous Monitoring of Piping Secondary Containment 490-33: 208; Continuous Monitoring of Piping Secondary Containment 490-34: Yes; Continuous Monitoring of Piping Secondary Containment 490-35: Yes; Mechanical Line Leak Detector Performs 3 GPH Leak Test 490-36: Yes; Mechanical Line Leak Detector Performs 3 GPH Leak Test 490-37: FE PETRO; Mechanical Line Leak Detector Performs 3 GPH Leak Test 490-38: STP MLD; Electronic Line Leak Detector Performs 3 GPH Leak Test 490-39: No; Pipeline Integrity Testing 490-45: No; Visual Pipeline Monitoring 490-48: No; Suction Piping Meets Exemption Criteria 490-50: No; No Regulated Piping Per Health and Safety Code, Division 20, Chapter 6.7 Is Connected To The Tank System 490-51: No; Other Pipeline Monitoring 490-52: No; Under Dispenser Containment (UDC) Monitoring 490-54a: Float and Chain Assembly; Under Dispenser Containment (UDC) Monitoring 490-59: No; Under Dispenser Containment (UDC) Monitoring 490-60: No; Under Dispenser Containment (UDC) Monitoring 490-61: No; Under Dispenser Containment (UDC) Monitoring 490-62: Yes; Under Dispenser Containment (UDC) Monitoring 490-63: Single-walled; Periodic System Testing 490-65: No; Periodic System Testing 490-66: Yes; Periodic System Testing 490-67: Yes; Recordkeeping 490-68a: Yes; Recordkeeping 490-68b: Yes; Recordkeeping 490-68c: Yes; Recordkeeping 490-68d: No; Recordkeeping 490-68e: No; Recordkeeping 490-68f: No; Recordkeeping 490-68g: No; Recordkeeping 490-68h: Yes; Training 490-69a: Yes; Training 490-70: Yes; Personnel Responsibilities 490-72: SHAWN Sanieoff; Personnel Responsibilities 490-73: OWNER; UST Monitoring Plan Certification / Applicant Information 490-76: Tank Owner/Operator; UST Monitoring Plan Certification / Applicant Information 490-78: SHAWN SANIEOFF; UST Monitoring Plan Certification / Applicant Information 490-79: OWNER | 2024-04-25 10:46 | 2024-04-25 10:51 | Jairo Garcia | El Segundo City Fire Department | CUPA
10454284 |  | Airport 5 Star | 90394546 | Airport 5 Star | 603 N Pacific Coast Hwy | El Segundo | 90245 | Confirmed/Updated Information | 2 | 10454284-002 | OWENS CORNING | A Stand-alone Tank | 12000 | 1990-12-26 |  |  | 1 |  | Motor Vehicle Fueling |  | Premium Unleaded |  |  | Double Wall | Steel |  | Fiberglass |  | No | No | Yes | No | Double-walled | Pressure | Fiberglass |  | Fiberglass |  | Single-walled | Fiberglass |  | None |  | None | Fiberglass |  | None |  | Steel |  | Fiberglass |  | Fill Components Installed 451-a: Yes; Fill Components Installed 451-b: Yes; Fill Components Installed 451-c: Yes; Under Dispenser Containment (UDC) 469a: Single-walled; Under Dispenser Containment (UDC) 469b: Steel; Corrosion Prevention 448a: No; Corrosion Prevention 448b: No; Corrosion Prevention 448c: Yes; UST Tank Certification / Applicant Information 471: SHAWN Sanieoff; UST Tank Certification / Applicant Information 472: OWNER; Equipment Testing and Preventive Maintenance 490-3a: Annually; Site Plot Plan Submitted 490-4: Site Plan Previously Submitted; Continuous Electronic Tank Monitoring 490-5: Yes; Continuous Electronic Tank Monitoring 490-6: Dry; Continuous Electronic Tank Monitoring 490-7: VEEDER ROOT; Continuous Electronic Tank Monitoring 490-8: TLS-350; Continuous Electronic Tank Monitoring 490-9: VEEDER ROOT; Continuous Electronic Tank Monitoring 490-10: 420; Automatic Tank Gauging 490-11: No; Monthly Statistical Inventory Reconciliation 490-20: No; Weekly Manual Tank Gauge 490-21: No; Tank Integrity Testing 490-23: No; Other Tank Monitoring 490-26: Yes; Continuous Monitoring of Piping Secondary Containment 490-28: Yes; Continuous Monitoring of Piping Secondary Containment 490-29: Dry; Continuous Monitoring of Piping Secondary Containment 490-30: VEEDER ROOT; Continuous Monitoring of Piping Secondary Containment 490-31: TLS 350; Continuous Monitoring of Piping Secondary Containment 490-32: VEEDER ROOT; Continuous Monitoring of Piping Secondary Containment 490-33: 208; Continuous Monitoring of Piping Secondary Containment 490-34: Yes; Continuous Monitoring of Piping Secondary Containment 490-35: Yes; Mechanical Line Leak Detector Performs 3 GPH Leak Test 490-36: Yes; Mechanical Line Leak Detector Performs 3 GPH Leak Test 490-37: FE PETRO; Mechanical Line Leak Detector Performs 3 GPH Leak Test 490-38: STP MLD; Electronic Line Leak Detector Performs 3 GPH Leak Test 490-39: No; Pipeline Integrity Testing 490-45: No; Visual Pipeline Monitoring 490-48: No; Suction Piping Meets Exemption Criteria 490-50: No; No Regulated Piping Per Health and Safety Code, Division 20, Chapter 6.7 Is Connected To The Tank System 490-51: No; Other Pipeline Monitoring 490-52: No; Under Dispenser Containment (UDC) Monitoring 490-54a: Float and Chain Assembly; Under Dispenser Containment (UDC) Monitoring 490-59: No; Under Dispenser Containment (UDC) Monitoring 490-60: No; Under Dispenser Containment (UDC) Monitoring 490-61: No; Under Dispenser Containment (UDC) Monitoring 490-62: Yes; Under Dispenser Containment (UDC) Monitoring 490-63: Single-walled; Periodic System Testing 490-65: No; Periodic System Testing 490-66: Yes; Periodic System Testing 490-67: Yes; Recordkeeping 490-68a: Yes; Recordkeeping 490-68b: Yes; Recordkeeping 490-68c: Yes; Recordkeeping 490-68d: No; Recordkeeping 490-68e: No; Recordkeeping 490-68f: No; Recordkeeping 490-68g: No; Recordkeeping 490-68h: Yes; Training 490-69a: Yes; Training 490-70: Yes; Personnel Responsibilities 490-72: SHAWN Sanieoff; Personnel Responsibilities 490-73: OWNER; UST Monitoring Plan Certification / Applicant Information 490-76: Tank Owner/Operator; UST Monitoring Plan Certification / Applicant Information 490-78: SHAWN SANIEOFF; UST Monitoring Plan Certification / Applicant Information 490-79: OWNER | 2024-04-25 10:46 | 2024-04-25 10:51 | Jairo Garcia | El Segundo City Fire Department | CUPA
10473028 |  | 101 Continental | 90756280 | 101 Continental | 101 Continental Blvd | El Segundo | 90245 | Renewal Permit | 0001 | 10473028-001 | Owens Corning | A Stand-alone Tank | 550 | 1999-01-01 |  | 1999-01-01 | 1 |  | Emergency Generator Fuel |  | Diesel |  |  | Double Wall | Fiberglass |  | Fiberglass |  | Yes | No | Yes | No | Double-walled | Conventional Suction | Steel |  | Fiberglass |  | Single-walled | Steel |  | Fiberglass |  | None | None |  | None |  | Steel |  | Fiberglass |  | Fill Components Installed 451-a: Yes; Fill Components Installed 451-b: Yes; Fill Components Installed 451-c: Yes; Under Dispenser Containment (UDC) 469a: No Dispensers; Under Dispenser Containment (UDC) 469b: None; Corrosion Prevention 448a: No; Corrosion Prevention 448b: No; Corrosion Prevention 448c: Yes; Equipment Testing and Preventive Maintenance 490-3a: Annually; Site Plot Plan Submitted 490-4: New Plan Submitted; Continuous Electronic Tank Monitoring 490-5: Yes; Continuous Electronic Tank Monitoring 490-6: Liquid-Filled; Continuous Electronic Tank Monitoring 490-7: Veeder Root; Continuous Electronic Tank Monitoring 490-8: TLS300C; Continuous Electronic Tank Monitoring 490-9: Veeder Root; Continuous Electronic Tank Monitoring 490-10: 794380-301; Automatic Tank Gauging 490-11: No; Monthly Statistical Inventory Reconciliation 490-20: No; Weekly Manual Tank Gauge 490-21: No; Tank Integrity Testing 490-23: No; Other Tank Monitoring 490-26: No; Continuous Monitoring of Piping Secondary Containment 490-28: Yes; Continuous Monitoring of Piping Secondary Containment 490-29: Dry; Continuous Monitoring of Piping Secondary Containment 490-30: Veeder Root; Continuous Monitoring of Piping Secondary Containment 490-31: TLS350; Continuous Monitoring of Piping Secondary Containment 490-32: Veeder Root; Continuous Monitoring of Piping Secondary Containment 490-33: 794380-208; Continuous Monitoring of Piping Secondary Containment 490-34: No; Continuous Monitoring of Piping Secondary Containment 490-35: No; Mechanical Line Leak Detector Performs 3 GPH Leak Test 490-36: No; Electronic Line Leak Detector Performs 3 GPH Leak Test 490-39: No; Pipeline Integrity Testing 490-45: No; Visual Pipeline Monitoring 490-48: No; Suction Piping Meets Exemption Criteria 490-50: Yes; No Regulated Piping Per Health and Safety Code, Division 20, Chapter 6.7 Is Connected To The Tank System 490-51: No; Other Pipeline Monitoring 490-52: No; Under Dispenser Containment (UDC) Monitoring 490-54a: No Dispensers; Periodic System Testing 490-65: No; Periodic System Testing 490-66: Yes; Periodic System Testing 490-67: Yes; Recordkeeping 490-68a: Yes; Recordkeeping 490-68b: Yes; Recordkeeping 490-68c: No; Recordkeeping 490-68d: No; Recordkeeping 490-68e: No; Recordkeeping 490-68f: No; Recordkeeping 490-68g: No; Recordkeeping 490-68h: Yes; Training 490-69a: Yes; Training 490-70: Yes; Personnel Responsibilities 490-72: Ana Darino; Personnel Responsibilities 490-73: Senior Property Manager; Personnel Responsibilities 490-74: Tina Minook; Personnel Responsibilities 490-75: Vice President of Property Management | 2024-02-29 19:21 | 2024-04-18 16:28 | Jairo Garcia | El Segundo City Fire Department | CUPA
10585963 |  | Continental Plaza | 90550291 | Continental Plaza | 2141 Rosecrans Ave. | El Segundo | 90245 | Renewal Permit | 659137 | 10585963-001 | Containment Solutions | A Stand-alone Tank | 10000 | 1999-01-18 |  |  | 1 |  | Emergency Generator Fuel |  | Diesel |  |  | Double Wall | Fiberglass |  | Fiberglass |  | Yes | No | Yes | No | Double-walled | Conventional Suction | Steel |  | Fiberglass |  | Single-walled | Fiberglass |  | None |  | Single-walled | None |  | None |  | Steel |  | Fiberglass |  | Fill Components Installed 451-a: Yes; Fill Components Installed 451-b: Yes; Fill Components Installed 451-c: Yes; Under Dispenser Containment (UDC) 469a: No Dispensers; Under Dispenser Containment (UDC) 469b: None; Corrosion Prevention 448a: No; Corrosion Prevention 448b: No; Corrosion Prevention 448c: Yes; UST Tank Certification / Applicant Information 471: Michael Toth; UST Tank Certification / Applicant Information 472: Special Projects Engineer; Equipment Testing and Preventive Maintenance 490-3a: Annually; Site Plot Plan Submitted 490-4: Site Plan Previously Submitted; Continuous Electronic Tank Monitoring 490-5: Yes; Continuous Electronic Tank Monitoring 490-6: Dry; Continuous Electronic Tank Monitoring 490-7: Veeder Root; Continuous Electronic Tank Monitoring 490-8: TLS 300C; Continuous Electronic Tank Monitoring 490-9: Veeder Root; Continuous Electronic Tank Monitoring 490-10: 81152353905001; Automatic Tank Gauging 490-11: No; Monthly Statistical Inventory Reconciliation 490-20: No; Weekly Manual Tank Gauge 490-21: No; Tank Integrity Testing 490-23: No; Other Tank Monitoring 490-26: No; Continuous Monitoring of Piping Secondary Containment 490-28: Yes; Continuous Monitoring of Piping Secondary Containment 490-29: Dry; Continuous Monitoring of Piping Secondary Containment 490-30: Veeder Root; Continuous Monitoring of Piping Secondary Containment 490-31: TLS 300 C; Continuous Monitoring of Piping Secondary Containment 490-32: Veeder Root; Continuous Monitoring of Piping Secondary Containment 490-33: 81152353905001; Continuous Monitoring of Piping Secondary Containment 490-34: No; Continuous Monitoring of Piping Secondary Containment 490-35: No; Mechanical Line Leak Detector Performs 3 GPH Leak Test 490-36: No; Electronic Line Leak Detector Performs 3 GPH Leak Test 490-39: No; Pipeline Integrity Testing 490-45: No; Visual Pipeline Monitoring 490-48: No; Suction Piping Meets Exemption Criteria 490-50: Yes; No Regulated Piping Per Health and Safety Code, Division 20, Chapter 6.7 Is Connected To The Tank System 490-51: No; Other Pipeline Monitoring 490-52: No; Under Dispenser Containment (UDC) Monitoring 490-54a: No Dispensers; Periodic System Testing 490-65: No; Periodic System Testing 490-66: Yes; Periodic System Testing 490-67: Yes; Recordkeeping 490-68a: Yes; Recordkeeping 490-68b: Yes; Recordkeeping 490-68c: No; Recordkeeping 490-68d: No; Recordkeeping 490-68e: No; Recordkeeping 490-68f: Yes; Recordkeeping 490-68g: No; Recordkeeping 490-68h: Yes; Training 490-69a: Yes; Training 490-69i: Facility Employee Training Certificates; Training 490-70: Yes; Personnel Responsibilities 490-72: Ernie Poublon; Personnel Responsibilities 490-73: Manager of Engineering Dept.; Personnel Responsibilities 490-74: Lydia Aguilar; Personnel Responsibilities 490-75: Project Manager; UST Monitoring Plan Certification / Applicant Information 490-76: Authorized Representative of Owner; UST Monitoring Plan Certification / Applicant Information 490-78: Michael Toth; UST Monitoring Plan Certification / Applicant Information 490-79: Special Projects Engineer | 2024-04-04 18:46 | 2024-04-19 15:37 | Jairo Garcia | El Segundo City Fire Department | CUPA
10643986 |  | The Bailey Family Trust | 90603730 | The Bailey Family Trust | 443 Virginia St | El Segundo | 90245 | UST Removal | 1 | 10643986-001 | unknown | A Stand-alone Tank | 500 | 1930-01-01 | 2015-11-14 | 2015-09-01 | 1 |  | Unknown |  | Other Non-petroleum |  |  | Single Wall | Steel |  | None |  | No | No | No | No | Single-walled | Conventional Suction | Steel |  | None |  | None | Steel |  | None |  | None | None |  | None |  | Steel |  | None |  | Fill Components Installed 451-a: No; Fill Components Installed 451-b: No; Fill Components Installed 451-c: No; Under Dispenser Containment (UDC) 469a: No Dispensers; Under Dispenser Containment (UDC) 469b: None; Corrosion Prevention 448a: No; Corrosion Prevention 448b: No; Corrosion Prevention 448c: No; UST Tank Certification / Applicant Information 471: Wendy Bailey; UST Tank Certification / Applicant Information 472: Trustee; Equipment Testing and Preventive Maintenance 490-3a: Other; Equipment Testing and Preventive Maintenance 490-3b: no monitoring; Site Plot Plan Submitted 490-4: New Plan Submitted; Continuous Electronic Tank Monitoring 490-5: No; Automatic Tank Gauging 490-11: No; Monthly Statistical Inventory Reconciliation 490-20: No; Weekly Manual Tank Gauge 490-21: No; Tank Integrity Testing 490-23: No; Other Tank Monitoring 490-26: Yes; Continuous Monitoring of Piping Secondary Containment 490-28: No; Mechanical Line Leak Detector Performs 3 GPH Leak Test 490-36: No; Electronic Line Leak Detector Performs 3 GPH Leak Test 490-39: No; Pipeline Integrity Testing 490-45: No; Visual Pipeline Monitoring 490-48: No; Suction Piping Meets Exemption Criteria 490-50: Yes; No Regulated Piping Per Health and Safety Code, Division 20, Chapter 6.7 Is Connected To The Tank System 490-51: No; Other Pipeline Monitoring 490-52: No; Under Dispenser Containment (UDC) Monitoring 490-54a: No Dispensers; Periodic System Testing 490-65: No; Periodic System Testing 490-66: No; Periodic System Testing 490-67: No; Recordkeeping 490-68a: No; Recordkeeping 490-68b: No; Recordkeeping 490-68c: No; Recordkeeping 490-68d: No; Recordkeeping 490-68e: No; Recordkeeping 490-68f: No; Recordkeeping 490-68g: No; Recordkeeping 490-68h: No; Training 490-69a: No; Training 490-70: No; Comments and Additional Information 490-71: tank found a month ago from all historical information the tank was circa 1930, think tank was abandoned in 1940's, no regulatory requirements at time of use; Personnel Responsibilities 490-72: Wendy Bailey; Personnel Responsibilities 490-73: Trustee; UST Monitoring Plan Certification / Applicant Information 490-76: Tank Owner/Operator; UST Monitoring Plan Certification / Applicant Information 490-78: Wendy Bailey; UST Monitoring Plan Certification / Applicant Information 490-79: Trustee | 2016-10-26 13:10 | 2016-11-28 08:44 | James Carver | El Segundo City Fire Department | CUPA

## UST Cert of Installation & Mod
Facility Identification and Location | [5 empty] | UST Certification Project Type |  |  |  |  | Work Authorized Under Permit |  | Contractor Information |  |  | Certification / Applicant Information | [5 empty] | Submittal / Acceptance Information |  |  | Regulator Information
1a | 1 | 3 | 103 | 104 |  | 483a-1 | 483a-2 | 483a-3 | 483a-4 | 483a-5 | 483b | 483c | 482a | 482b | 482c | 484 | 485 | 486 | 487 | 488 | 489
CERS ID | Facility ID | Facility Name | Facility Street Address | Facility City | Facility ZIP Code | Tank Installation / Replacement | Piping Installation / Replacement | Sump Installation / Replacement | Under Dispenser Containment Installation / Replacement | Other | Work Authorized Under Permit (Number or Date) | Description of Work Being Certified | Name of Contractor Who Performed Installation/ Modification | Contractor's License Number | Contractor's ICC Certification Number | Date Certified | Certifier’s Name | Certifier’s Title | Phone Number | Name of Certifier’s Employer | Certifier’s Relationship to Tank Owner | Date Submitted to CERS | Date Accepted by Regulator | Regulator Agent Name | Regulator Name | Regulator Type