## Overview
CERS UST Facility/Tank Data Download
This spreadsheet contains UST Facility, Tank, Monitoring Plan, and Certification of Installation/Modification data exported from the California Environmental Reporting System (CERS). Use Excel's worksheet tabs or the hyperlinks below to access the export data. Please note, this exported data only includes data that has been "Accepted" by Regulators. Any UST Facility data that has been "Submitted" but has never been "Accepted" by a Regulator is not shown.
Tank counts:
• | The ‘UST Facility Info’ table (the first generated worksheet) Field 404, ‘Total Number of USTs’, provides a count of all active tanks listed in the last accepted submittal shown on that table. It may not be equal to the next worksheet ‘UST Tank and Monitoring Plan Info Count of Exported Records’ shown on this page. The UST Tank and Monitoring Plan Info is a count of all tanks reported on all accepted submittals. In some cases, such as if a tank ID is altered or a business user reports additional tanks on a submittal, there will be tanks reported on one submittal and not on another. The ‘UST Tank and Monitoring Plan Info Count of Exported Records’ includes all such tanks.
• | Date Range vs No Date Range:
| o | Tanks reported in CERS that do not have a tank install date will be reported if no date range is selected. They will not be reported if a date range is selected.
| o | UPA staff are encouraged to ensure that all active tanks have a tank installation date and that all permanently closed or removed tanks have a tank closure date.
• | Report 6: This report will report all tanks and therefore should be consistent with ‘UST Tank and Monitoring Plan Info Count of Exported Records’. The date range limitations are also the same, tank records with no date installed or closed will not be counted if the report is run with a date range.
Data Export Date/Time: |  |  | 8/14/2024 3:44:47 PM
Record Filtering Criteria (if any): |  |  | Facility regulated by "Mono County Health Department".
Generated Worksheets |  |  | Count of Exported Records
UST Facility Info |  |  | 22
UST Tank & Monitoring Plan Info |  |  | 64
UST Cert of Installation & Mod |  |  | 0
For more information about the meaning of the Unified Program Data Dictionary (UPDD) codes, visit the CUPA Data Registry at the following URL:
https://cersapps.calepa.ca.gov/DataRegistry

## UST Facility Info
Facility Identification and Location | [9 empty] | General UST Facility Permit Info | [6 empty] | Property Owner | [6 empty] | Tank Owner | [7 empty] | Tank Operator | [6 empty] | Petroleum UST Financial Responsibility Mechanism(s) | [10 empty] | Certification / Applicant Information |  |  |  | Submittal / Acceptance Information |  |  |  | Regulator Information
1a | 1 |  |  | 3 | 103 | 104 |  |  |  | 400 | 403 | 421 | 423 | 404 | 405 | 406 | 407 | 408 | 409 | 410 | 411 | 412 | 412a | 414 | 415 | 416 | 417 | 418 | 419 | 419a | 420 | 428-1 | 428-2 | 428-3 | 428-4 | 428-5 | 428-6 | 428-7 | 422-1 | 422-2 | 422-3 | 422-4 | 422-5 | 422-6 | 422-8 | 422-9 | 422-10 | 422-99 | 422-99a | 424 | 426 | 427 | 425
CERS ID | Facility ID | Organization Name | Organization Code | Facility Name | Facility Street Address | Facility City | Facility ZIP Code | Latitude Measure | Longitude Measure | Type of Action | UST Facility Type | BOE Number | Permit Holder Notification Information | Total Number of USTs | Indian or Trust Land | Supervisor of Division, Section, or Office | Name | Phone | Mailing Address | City | State | ZIP Code | Country | Name | Phone | Mailing Address | City | State | ZIP Code | Country | Type | Name | Phone | Mailing Address | City | State | ZIP Code | Country | Self- Insured | Guarantee | Insurance | Surety Bond | Letter of Credit | Exemption | State Fund and CFO letter | State Fund and CD | Local Government Mechanism | Other | Other Description | Date Certified | Applicant Name | Applicant Title | Applicant Phone | Date Submitted to CERS | Date Accepted by Regulator | Regulator Comment | Regulator Agent Name | Regulator Name | Regulator Type
10117435 | 26-000-000563 | Town Of Mammoth Lakes | 90051844 | Town Of Mammoth Lakes | 299 Commerce Dr. | Mammoth Lakes | 93546 | 37.6416 | -118.9523 | Confirmed/Updated Information | Motor Vehicle Fueling | 44014655 | Facility Owner | 5 | No |  | Town Of Mammoth Lakes | 760-965-3682 | P.O. Box 1609 | Mammoth Lakes | Ca | 93546 | United States | Town Of Mammoth Lakes | 760-965-3682 | P.O. Box 1609 | Mammoth Lakes | ca | 93546 | United States | Local Agency/District | Town Of Mammoth Lakes | 760-965-3682 | P.O. Box 1609 | Mammoth Lakes | Ca | 93546 | United States | No | No | Yes | No | No | No | No | No | Yes | No | [5 empty] | 2023-08-17 15:53 | 2023-08-17 17:15 | Completeness review subject to field inspection to be scheduled in accordance with the UPAs existing inspection schedule. | Jill Kearney | Mono County Health Department | CUPA
10124059 | 26-000-000163 | PINE CLIFF RESORT | 90075736 | PINE CLIFF RESORT | 1 PINE CLIFF ROAD | JUNE LAKE | 93529 | 37.7972 | -119.076 | Permanent Facility Closure | Motor Vehicle Fueling | 44037184 | Facility Owner | 0 | No |  | RON & SANDRA MILLER | 760-648-7558 | P. O. BOX 38 | JUNE LAKE | CA | 93529 | United States | RON & SANDRA MILLER | 760-648-7558 | P. O. BOX 38 | JUNE LAKE | CA | 93529 | United States | Non-Government | RON & SANDRA MILLER | 760-648-7558 | P. O. BOX 38 | JUNE LAKE | CA | 93529 | United States | No | No | No | No | No | No | Yes | No | No | No |  | 2010-11-09 | SANDRA MILLER | OWNER | 760-648-7558 | 2019-07-11 11:27 | 2022-11-22 10:50 | 11/22/2022 Changing status per Dan Firth Waterboards. | Debbie Larson | Mono County Health Department | CUPA
10128559 | 26-000-000907 | Mammoth Community Water District | 90090079 | Mammoth Community Water District/Wastewater Treatment Plant | 1315 Meridian Blvd. | Mammoth Lakes | 93546 | 37.6412 | -118.946 | Confirmed/Updated Information | Motor Vehicle Fueling | 44014677 | Facility Owner | 2 | No | Melissa Bretz, Principal Administrative Analyst | Mammoth Community Water District | 760-934-2596 | PO Box 597 | Mammoth Lakes | CA | 93546 | United States | Mammoth Community Water District | 760-934-2596 | PO Box 597 | Mammoth Lakes | CA | 93546 | United States | Local Agency/District | Mammoth Community Water District | 760-934-2596 | PO Box 597 | Mammoth Lakes | CA | 93546 | United States | No | No | Yes | No | No | No | No | No | No | No |  |  | Kay C. Hartman | Human Resources Manager | 760-934-2596 x277 | 2024-07-18 09:47 | 2024-07-19 15:55 | Thank you! | Jill Kearney | Mono County Health Department | CUPA
10132504 | 26-000-000591 | Thomas Petroleum LLC | 90106459 | Thomas Petroleum, LLC - Mammoth Card Lock | 240 Commerce Dr | Mammoth Lakes | 93546 | 37.6431 | -118.9519 | Renewal Permit | Motor Vehicle Fueling | 44047628 | Facility Operator | 3 | No | Jim McDade | Thomas Petroleum, LLC dba Pilot Thomas Logistics | 817-877-8619 | 201 North Rupert Street | Fort Worth | TX | 76107 | United States | Thomas Petroleum, LLC dba Pilot Thomas Logistics | 817-877-8619 | 201 North Rupert Street | Fort Worth | TX | 76107 | United States | Non-Government | Thomas Petroleum, LLC | 760-872-4645 | 240 Commerce Dr | Mammoth Lakes | CA | 73546 | United States | No | No | Yes | No | No | No | No | No | No | No |  |  | Megan Zettlemoyer | Environmental Compliance | 361-212-7583 | 2023-08-23 15:23 | 2023-09-07 15:41 | Thank you! Jill | Jill Kearney | Mono County Health Department | CUPA
10134067 | 26-000-000559 | Mammoth Mountain Ski Area, LLC | 90129784 | MMSA Garage | 9001 Minaret Road | Mammoth Lakes | 93546 | 37.6492 | -119.008 | Renewal Permit | Motor Vehicle Fueling | 44014631 | Tank Owner | 5 | No |  | Inyo National Forest, Mammoth Ranger Dist. | 760-924-5500 | PO Box 148 | Mammoth Lakes | CA | 93546 | United States | Mammoth Mountain Ski Area, LLC | 760-934-2571 | PO Box 24 | Mammoth Lakes | CA | 93546 | United States | Non-Government | Mammoth Mountain Ski Area LLC | 760-934-2571 | PO Box 24 | Mammoth Lakes | CA | 93546 | United States | No | No | No | No | No | No | Yes | No | No | No |  |  | Steve McCabe | Facilities-D/O | 760-924-7407 | 2023-11-07 15:12 | 2024-01-09 11:29 | Completeness review subject to field inspection to be scheduled in accordance with the UPAs existing inspection schedule. | Jill Kearney | Mono County Health Department | CUPA
10134217 | 26-000-000922 | Mammoth Mountain Ski Area, LLC | 90129784 | MMSA McCOY STATION | 10901 Minaret Rd | Mammoth Lakes | 93546 | 37.6429 | -119.0309 | Renewal Permit | Motor Vehicle Fueling | 44014631 | Tank Owner | 6 | No |  | Inyo National Forest, Mammoth Ranger Dist. | 760-924-5500 | PO Box 148 | Mammoth Lakes | CA | 93546 | United States | Mammoth Mountain Ski Area, LLC | 760-934-2571 | P.O. Box 24 | Mammoth Lakes | CA | 93546 | United States | Non-Government | Mammoth Mountain Ski Area LLC | 760-934-2571 | PO Box 24 | Mammoth Lakes | CA | 93546 | United States | No | No | No | No | No | No | Yes | No | No | No |  |  | Steve McCabe | Designated Operator | 760-914-2410 | 2023-11-21 13:57 | 2023-11-30 10:47 | Completeness review subject to field inspection to be scheduled in accordance with the UPAs existing inspection schedule. Thank you! | Jill Kearney | Mono County Health Department | CUPA
10135045 |  | Norco Goodyear Service Center | 90593458 | Norco Service Center | 3670 Main St. | Mammoth Lakes | 93546 | 37.6493 | -118.9772 | Confirmed/Updated Information | Motor Vehicle Fueling | 44053541 | Tank Operator | 4 | No |  | Sammy Sharifi | 925-519-5656 | PO Box 2884 | Mammoth Lakes | CA | 93546 | United States | Sammy Sharifi | 925-519-5656 | PO Box 2884 | Mammoth Lakes | CA | 93546 | United States | Non-Government | Sammy Sharifi | 925-519-5656 | PO Box 2884 | Mammoth Lakes | CA | 93546 | United States | No | No | No | No | No | No | Yes | No | No | No | [5 empty] | 2023-11-09 09:01 | 2023-11-15 16:21 | The BOE number reported for this facility is the previous owners account number. Please obtain a new BOE account number from the CDTFA (https://www.cdtfa.ca.gov) and update CERS with the new account number. | Jill Kearney | Mono County Health Department | CUPA
10154479 | 26-000-000133 | Inyo Crude, Inc | 90128065 | Mammoth Shell | 3011 Main St | Mammoth Lakes | 93546 | 37.6463 | -118.9656 | Confirmed/Updated Information | Motor Vehicle Fueling | 44039619 | Facility Owner | 4 | No |  | Inyo Crude Inc | 7608734095 | 1274 N Main St. | Bishop | CA | 93514 | United States | Bishop | 7608734095 | 1274 N Main St. | Bishop | CA | 93514 | United States | Non-Government | Inyo Crude Inc | 7608734095 | 1274 N Main St. | Bishop | CA | 93514 | United States | No | No | No | No | No | No | Yes | No | No | No | [5 empty] | 2024-01-09 16:05 | 2024-01-09 16:48 |  | Jill Kearney | Mono County Health Department | CUPA
10154497 | 26-000-000754 | Inyo Crude, Inc | 90128065 | Center Street Shell | 3275 Main St | Mammoth Lakes | 93546 | 37.6474 | -118.9702 | Renewal Permit | Motor Vehicle Fueling | 44039619 | Facility Owner | 2 | No |  | Kenneth Sample | 760 873-4095 | 1274 N. Main St. | Bishop | CA | 93514 | United States | Inyo Crude Inc. | 760 873-4095 | 1274 N. Main St. | Bishop | CA | 93514 | United States | Non-Government | Inyo Crude Inc. | 760 873-4095 | 1274 N. Main St. | Bishop | CA | 93514 | United States | No | No | No | No | No | No | Yes | No | No | No |  |  | Kenneth Sample | VP | 760 873-4095 | 2024-01-09 16:07 | 2024-01-09 16:43 |  | Jill Kearney | Mono County Health Department | CUPA
10159565 | 26-000-000396 | Benton Station | 90131239 | Benton Station | 25667 Highway 6 | Benton | 93512 | 37.8185 | -118.4773 | Confirmed/Updated Information | Motor Vehicle Fueling | 44032063 | Facility Owner | 3 | No |  | Utu Utu Gwaitu Paiute Tribe | 760-933-2321 | 25669 Hwy 6 PMB I | Benton | CA | 93512 | United States | Benton Paiute Economic Development Corporation | 760-933-2321 | 25669 Hwy 6 PMB I | Benton | CA | 93512 | United States | Federal Agency | Benton Paiute Economic Development Corporation | 760-933-2321 | 25669 Hwy 6 PMB I | Benton | CA | 93512 | United States | No | No | No | No | No | No | Yes | No | No | No |  |  | Jared Saulque | Secretary/Treasurer | 17609332321 | 2024-06-04 16:54 | 2024-06-05 09:37 |  | Jill Kearney | Mono County Health Department | CUPA
10159849 | 26-000-000527 | Mammoth Mountain Ski Area, LLC | 90129784 | June Mountain Ski Area | 3819 Highway 158 | June Lake | 93529 | 37.7621 | -119.0835 | Renewal Permit | Motor Vehicle Fueling | 44014631 | Tank Owner | 2 | No |  | United States Forest Service, Mammoth Ranger District | (760) 924-2500 | PO Box148 | Mammoth Lakes | CA | 93546 | United States | Mammoth Mountain Ski Area LLC | (760) 934 -2571 | PO Box 24 | Mammoth Lakes | CA | 93546 | United States | Non-Government | Mammoth Mountain Ski Area LLC | (760) 934-2571 | PO Box 24 | Mammothy Lakes | ca | 93546 | United States | No | No | No | No | No | No | Yes | No | No | No |  |  | Steve McCabe | Designated operator | (760) 934-2571 | 2023-11-21 13:59 | 2023-11-30 11:00 | Completeness review subject to field inspection to be scheduled in accordance with the UPAs existing inspection schedule. Thank you! | Jill Kearney | Mono County Health Department | CUPA
10335553 |  | Mammoth Hospital | 90302203 | Mammoth Hospital | 85 Sierra Park Rd | Mammoth Lakes | 93546 | 37.6437 | -118.9629 | Renewal Permit | Other | 44044250 | Facility Owner | 1 | No | John Chisum | Mammoth Hospital | 7609343311 | PO Box 660 | MAMMOTH LAKES | CA | 93546 | United States | Mammoth Hospital | 7609343311 | PO Box 660 | MAMMOTH LAKES | CA | 93546 | United States | Local Agency/District | Mammoth Hospital | 7609343311 | PO Box 660 | Mammoth Lakes | CA | 93546 | United States | No | No | Yes | No | No | No | No | No | No | No | [5 empty] | 2023-05-25 10:03 | 2023-05-25 10:40 | Thank you! Jill | Jill Kearney | Mono County Health Department | CUPA
10400020 | 26-000-000272 | June Lake Junction | 90363034 | June Lake Junction | Highway 395 & State Route 158 | June Lake | 93529 | 37.8127 | -119.0541 | Transfer Permit | Motor Vehicle Fueling | 231511072 | Tank Owner | 4 | No |  | United States Forest Service | 760-873-2467 | 351 Pacu Lane Suite 200 | Bishop | CA | 93514 | United States | June Lake Junction, LLC | 760-914-3277 | P. O. Box 802 | June Lake | CA | 93529 | United States | Non-Government | June Lake Junction, LLC | 760-914-3277 | P. O. Box 802 | June Lake | CA | 93529 | United States | No | No | No | No | No | No | Yes | No | No | No |  |  | Shane & Lynne Greer | Owners | 760-648-7509 | 2024-05-23 15:28 | 2024-05-23 16:24 |  | Jill Kearney | Mono County Health Department | CUPA
10400026 | 26-000-000554 | Bridgeport Gas 'N' Go | 90363040 | Bridgeport Gas 'N' Go | 377 Main St | Bridgeport | 93517 | 38.2553 | -119.2302 | Confirmed/Updated Information | Motor Vehicle Fueling | 44052450 | Facility Owner | 3 | No |  | John Simpson | 775-690-8650 | PO Box 514 | Brisgeport | CA | 93517 | United States | John Simpson | 775-690-8650 | PO Box 514 | Bridgeport | CA | 93517 | United States | Non-Government | John Simpson | 775-690-865 | PO Box 514 | Bridgeport | CA | 93517 | United States | No | No | Yes | No | No | No | No | No | No | No | [5 empty] | 2024-03-31 12:27 | 2024-04-25 10:08 | Thank you for this submittal! On the UST Facility Operating Permit Application element, you have selected insurance for Financial Responsibility, but the Certificate of Financial Responsibility shows the State Fund. These should match, please review and correct. The UST monitoring site plan is required to show the location of the following: the general layout of tanks and piping, monitoring system control panels, sensors monitoring tank annular spaces, sumps, dispenser pans, spill containers, or other secondary containment areas, mechanical or electronic line leak detectors, in-tank liquid level probes (if used for leak detection), and the date the Site Plan was prepared. At the next submittal, please update the UST monitoring site plan.The Designated Operator form submitted is outdated. Please resubmit with the current form, which can be found here: https://www.waterboards.ca.gov/ust/adm_notices/repregs/docs/app11.pdf.Thank you - Jill | Jill Kearney | Mono County Health Department | CUPA
10400029 | 26-000-000032 | Bridgeport Momart/Shell | 90363043 | Bridgeport Momart/Shell | 453 Main St | Bridgeport | 93517 | 38.2554 | -119.2318 | Confirmed/Updated Information | Motor Vehicle Fueling | 44052450 | Facility Owner | 2 | No |  | John Simpson | 760-932-7702 | P.O. Box 514 | Bridgeport | Ca | 93517 | United States | John Simpson | 760-932-7702 | P.O. Box 514 | Bridgeport | ca | 93517 | United States | Non-Government | John Simpson | 760-932-7702 | P.O. Box 514 | Bridgeport | ca | 93517 | United States | No | No | No | No | No | No | Yes | No | No | No |  |  | John Simpson | owner | 760-932-7702 | 2024-03-31 12:30 | 2024-04-25 14:32 | Thank you for this submittal! The Certificate of Financial Responsibility has been uploaded to the section for the UST letter from Chief Financial Officer. Please correct and resubmit. Thank you! - Jill | Jill Kearney | Mono County Health Department | CUPA
10400035 |  | Smalley's Market | 90363049 | Smalley's Market | 25465 Highway 6 | Benton | 93512 | 37.8156 | -118.4766 | New Permit | Motor Vehicle Fueling | 111111111 | Facility Owner | 1 | No |  | DORA MARGIE SMALLEY | 7609332322 | 25465 Highway 6 | Benton | CA | 93512 | United States | DORA MARGIE SMALLEY | 7609332322 | 25465 Highway 6 | BISHOP | CA | 93514 | United States | County Agency | Margie Smalley | 7609332322 | 25465 Highway 6 | Benton | CA | 93512 | United States | No | No | No | No | No | No | No | No | No | Yes | Unknown if site has financial responsibility capab |  |  |  |  | 2019-11-19 10:51 | 2019-11-19 10:59 | Accepted for State reporting purposes. Facility is still in violation for CERS. | Debbie Larson | Mono County Health Department | CUPA
10435216 | 26-000-000063 | Crowley Lake General Store | 90382495 | Crowley Lake General Store | 474 S Landing Rd | Mammoth Lakes | 93546 | 37.5672 | -118.7417 | Transfer Permit | Motor Vehicle Fueling | 205545408 | Facility Owner | 2 | No |  | Travis and Krystin Snyder General Partnership | 909 754 1308 | PO Box 647 | Crestline | CA | 92325 | United States | Travis and Krystin Snyder General Partnership | 909 754 1308 | PO Box 647 | Crestline |  | 92325 | United States | Non-Government | Travis and Krystin Snyder General Partnership | 909 754 1308 | PO Box 647 | Crestline | CA | 92325 | United States | No | No | No | No | No | No | Yes | No | No | No | [5 empty] | 2023-09-15 11:50 | 2023-11-30 15:55 | Thank you for this submittal. A few corrections are required. Product piping for both tanks should be "flexible" for both primary and secondary. Also, for "overfill protection" in Tank Construction only "Fill Tube Shut-off Valve" should be checked. Please make these corrections and resubmit within 30 days. Thank you, Jill | Jill Kearney | Mono County Health Department | CUPA
10489441 | 26-000-000225 | Bridgeport Colony Development Corporation | 90715681 | Walker Country Store | 107700 US Highway 395 | Coleville | 96107 | 38.5172 | -119.481 | Renewal Permit | Motor Vehicle Fueling | 44052991 | Tank Owner | 3 | No |  | Bridgeport Colony Development Corporation | 760-932-7083 | PO Box 116 | Bridgeport | CA | 93517 | United States | Bridgeport Colony Devlopment Corporation | 760-932-7083 | PO Box 116 | Bridgeport | CA | 93517 | United States | Non-Government | Bridgeport Colony Development Corporation | 760-932-7083 | PO Box 116 | Bridgepport | CA | 93517 | United States | No | No | Yes | No | No | No | No | No | No | No | [5 empty] | 2024-04-25 08:29 | 2024-04-25 08:52 | Thank you for this submittal. The UST monitoring site plan is required to show the location of the following: the general layout of tanks and piping, monitoring system control panels, sensors monitoring tank annular spaces, sumps, dispenser pans, spill containers, or other secondary containment areas, mechanical or electronic line leak detectors, in-tank liquid level probes (if used for leak detection), and the date the Site Plan was prepared. At the next submittal, please provide an updated UST monitoring site plan containing all of the required elements. | Jill Kearney | Mono County Health Department | CUPA
10489510 | 26-000-000655 | Tioga Gas Mart | 90414598 | Tioga Gas Mart | 22 Vista Point Dr | Lee Vining | 93541 | 37.9473 | -119.1135 | Confirmed/Updated Information | Motor Vehicle Fueling | 44037949 | Facility Owner | 3 | No |  | Domaille Family Trust | 760-647-1088 | P. O. Box 253 | Lee Vining | CA | 93541 | United States | Domaille Family Trust | 760-647-1088 | P. O. Box 253 | Lee Vining | CA | 93541 | United States | Non-Government | Domaille Family Trust | 760-647-1088 | P. O. Box 253 | Lee Vining | CA | 93541 | United States | No | No | No | No | No | No | Yes | No | No | No |  |  | Dennis Domaille | Owner | 760-914-0492 | 2024-05-02 08:33 | 2024-05-02 11:28 | Thank you for this submittal. The UST monitoring site plan is required to show the location of the following: the general layout of tanks and piping, monitoring system control panels, sensors monitoring tank annular spaces, sumps, dispenser pans, spill containers, or other secondary containment areas, mechanical or electronic line leak detectors, in-tank liquid level probes (if used for leak detection), and the date the Site Plan was prepared. At the next submittal, please update the UST monitoring site plan. | Jill Kearney | Mono County Health Department | CUPA
10491049 | 26-000-000370 | Timber Ridge Villas | 90415834 | Timber Ridge Villas | 671 John Muir Rd | Mammoth Lakes | 93546 | 37.6414 | -118.9989 | Renewal Permit | Motor Vehicle Fueling | 243836448 | Facility Owner | 1 | No |  | Timber Ridge Villas HOA | 760-934-4154 | P. O. Box 8623 | Mammoth Lakes | CA | 93546 | United States | Timber Ridge Villas HOA | 760-934-4154 | P. O. Box 8623 | Mammoth Lakes | CA | 93546 | United States | Non-Government | Thomas Henderson | 760-934-4154 | P. O. Box 8623 | Mammoth Lakes | CA | 93546 | United States | No | No | No | No | No | No | Yes | No | No | No |  |  | Tom Henderson | Manager | 760-934-4154 | 2023-03-15 10:05 | 2023-03-15 16:17 |  | Jill Kearney | Mono County Health Department | CUPA
10629874 | 0094739 | Lee Vinning Chevron | 90590938 | Lee Vinning Chevron | 51557 Highway 395 | Lee Vining | 93541 | 37.9587 | -119.1212 | Confirmed/Updated Information | Motor Vehicle Fueling | 44038304 | Facility Owner | 3 | No |  | Los Angeles Dept. of Water & Power | 7608730370 | 300 Mandich St | Bishop | CA | 93514 | United States | Peter Arrants | 7606476330 | PO BOX 290 | LEE VINING | CA | 93541 | United States | Non-Government | Corey Auchoberry | 7606476330 | PO BOX 290 | LEE VINING | CA | 93541 | United States | No | No | No | No | No | No | Yes | No | No | No | [5 empty] | 2024-05-31 11:19 | 2024-06-05 11:18 |  | Jill Kearney | Mono County Health Department | CUPA
10738924 |  | Mammoth Lakes Chevron | 90694342 | Mammoth Lakes Chevron | 3236 Main St | Mammoth Lakes | 93546 | 37.6482 | -118.9696 | Confirmed/Updated Information | Motor Vehicle Fueling | 44045852 | Facility Owner | 4 | No |  | Karl Teller | 760-934-8111 | 3236 Main Street | Mammoth Lakes | CA | 93546 | United States | Karl Teller | 760-934-8111 | 3236 Main Street | Mammoth Lakes | CA | 93546 | United States | Non-Government | Karl Teller | 760-934-8111 | 3236 Main Street | Mammoth Lakes | CA | 93546 | United States | No | No | No | No | No | No | Yes | No | No | No | [5 empty] | 2024-05-31 08:44 | 2024-06-05 10:15 | At the next submittal, please update the mailing address to the PO Box. Thanks, Jill | Jill Kearney | Mono County Health Department | CUPA

## UST Tank & Monitoring Plan Info
Facility Identification and Location | [7 empty] | General UST Tank Permit Info | [10 empty] | Tank Use and Contents |  |  |  |  | Tank Construction |  |  |  |  | Tank Overfill Prevention |  |  |  | Product / Waste Piping Construction | [6 empty] | Vent Piping Construction |  |  |  | Vent Piping Transition Sumps | Vapor Recovery (VR) Piping Construction |  |  |  | Riser / Fill Pipe Piping Construction |  |  |  | Fill Components Installed |  |  | Under Dispenser Containment (UDC) |  |  | Corrosion Prevention |  |  | UST Tank Certification / Applicant Information |  |  | Equipment Testing and Preventive Maintenance |  | Site Plot Plan Submitted | Continuous Electronic Tank Monitoring | [5 empty] | Automatic Tank Gauging | [8 empty] | Monthly Statistical Inventory Reconciliation | Weekly Manual Tank Gauge |  | Tank Integrity Testing |  |  | Other Tank Monitoring |  | Continuous Monitoring of Piping Secondary Containment | [7 empty] | Mechanical Line Leak Detector Performs 3 GPH Leak Test |  |  | Electronic Line Leak Detector Performs 3 GPH Leak Test | [5 empty] | Pipeline Integrity Testing |  |  | Visual Pipeline Monitoring |  | Suction Piping Meets Exemption Criteria | No Regulated Piping Per Health and Safety Code, Division 20, Chapter 6.7 Is Connected To The Tank System | Other Pipeline Monitoring |  | Under Dispenser Containment (UDC) Monitoring | [12 empty] | Periodic System Testing |  |  | Recordkeeping | [7 empty] | Training | [9 empty] | Comments and Additional Information | Personnel Responsibilities |  |  |  | UST Monitoring Plan Certification / Applicant Information |  |  |  | Submittal / Acceptance Information |  |  | Regulator Information
1a | 1 |  |  | 3 | 103 | 104 |  | 430 | 432 | 432-a | 433 | 434 | 436 | 435 | 430-a | 430-b | 437 | 438 | 439 | 439a | 440 | 440a | 440b | 443 | 444 | 444a | 445 | 445a | 452a | 452b | 452c | 452d | 460 | 458 | 464 | 464a | 464b | 464c | 464d | 464e | 464e1 | 464f | 464f1 | 464i | 464g | 464g1 | 464h | 464h1 | 464j | 464j1 | 464k | 464k1 | 451-a | 451-b | 451-c | 469a | 469b | 469c | 448a | 448b | 448c | 470 | 471 | 472 | 490-3a | 490-3b | 490-4 | 490-5 | 490-6 | 490-7 | 490-8 | 490-9 | 490-10 | 490-11 | 490-12 | 490-13 | 490-14 | 490-15 | 490-16 | 490-17 | 490-18 | 490-19 | 490-20 | 490-21 | 490-22 | 490-23 | 490-24 | 490-25 | 490-26 | 490-27 | 490-28 | 490-29 | 490-30 | 490-31 | 490-32 | 490-33 | 490-34 | 490-35 | 490-36 | 490-37 | 490-38 | 490-39 | 490-40 | 490-41 | 490-42 | 490-43 | 490-44 | 490-45 | 490-46 | 490-47 | 490-48 | 490-49 | 490-50 | 490-51 | 490-52 | 490-53 | 490-54a | 490-54b | 490-55 | 490-56 | 490-57 | 490-58 | 490-59 | 490-60 | 490-61 | 490-62 | 490-63 | 490-64a | 490-64b | 490-65 | 490-66 | 490-67 | 490-68a | 490-68b | 490-68c | 490-68d | 490-68e | 490-68f | 490-68g | 490-68h | 490-69a | 490-69b | 490-69c | 490-69d | 490-69e | 490-69f | 490-69g | 490-69h | 490-69i | 490-70 | 490-71 | 490-72 | 490-73 | 490-74 | 490-75 | 490-76 | 490-77 | 490-78 | 490-79
CERS ID | Facility ID | Organization Name | Organization Code | Facility Name | Facility Street Address | Facility City | Facility ZIP Code | Type of Action | Tank ID # | CERS TankID | Tank Manufacturer | Tank Configuration | Tank Capacity In Gallons | Date UST System Installed | Date UST Permanently Closed | Date Existing UST Discovered | Number of Compartments in the Unit | Additional Description | Tank Use | Specify Other Tank Use | Tank Contents | Specify Other Petroleum | Specify Other Non-Petroleum | Type of Tank | Tank Primary Containment Construction | Other Primary Containment Construction | Tank Secondary Containment Construction | Other Secondary Containment Construction | Audible/ Visual Alarms | Ball Float | Fill Tube Shut-Off Valve | Exempt | Piping Construction | Piping System Type | Primary Containment Construction | Other Primary Containment Construction | Secondary Containment Construction | Other Secondary Containment Construction | Piping/Turbine Containment Sump | Primary Containment Construction | Other Primary Containment Construction | Secondary Containment Construction | Other Secondary Containment Construction | Vent Piping Transition Sumps | Primary Containment Construction | Other Primary Containment Construction | Secondary Containment Construction | Other Secondary Containment Construction | Primary Containment Construction | Other Primary Containment Construction | Secondary Containment Construction | Other Secondary Containment Construction | Spill Bucket Installed | Striker Plate / Bottom Protector Installed | Containment Sump | Construction Type | Construction Material | Other Construction Material | Sacrificial Anode | Impressed Current | Isolation | Date Certified | Applicant Name | Applicant Title | Monitoring Equipment Serviced | Other Frequency of Monitoring Equipment Service | Site Plot Plan Submitted | Continuous Electronic Tank Monitoring | Tank Secondary Containment System | Electronic Monitor Panel Manufacturer | Electronic Monitor Panel Model # | Leak Sensor Manufacturer | Leak Sensor Model # | Automatic Tank Gauging | ATG Panel Manufacturer | ATG Model # | In-Tank Probe Manufacturer | In-tank Probe Model # | Tank Leak Test Frequency | Other Leak Test Frequency | Programmed Tank Tests | Other Programmed Tests | Monthly Statistical Inventory Reconciliation | Weekly Manual Tank Gauge | Tank Gauging Test Period | Tank Integrity Testing | Tank Integrity Testing Frequency | Other Tank Integrity Testing Frequency | Other Monitoring | Specify Other Monitoring | Continuous Monitoring of Piping Secondary Containment | Piping Secondary Containment | Panel Manufacturer | Panel Model # | Leak Sensor Manufacturer | Leak Sensor Model # | Leak Alarm Triggers Automatic Pump Shutdown | Failure/Disconnect Triggers Pump Shutdown | Mechanical Line Leak Detector Performs 3 GPH Leak Test | MLLD Manufacturer | MLLD Model # | Electronic Line Leak Detector Performs 3 GPH Leak Test | ELLD Manufacturer | ELLD Model # | ELLD Programmed In-Line Testing | ELLD Triggers Automatic Pump Shutdown | ELLD Failure/Disconnect Triggers Automatic Shutdown | Pipeline Integrity Testing | Pipeline Integrity Testing Frequency | Other Pipeline Integrity Testing Frequency | Visual Pipeline Monitoring | Visual Pipeline Monitoring Frequency | Suction Piping Meets Exemption Criteria | No Regulated Piping Per Health and Safety Code, Division 20, Chapter 6.7 Is Connected To The Tank System | Other Pipeline Monitoring | Other Pipeline Monitoring Description | UDC Monitoring | Other UDC Monitoring | UDC Panel Manufacturer | UDC Panel Model # | UDC Leak Sensor Manufacturer | UDC Leak Sensor Model # | Detection of Leak into UDC Triggers Audible and Visual Alarms | UDC Leak Alarm Triggers Automatic Pump Shutdown | Failure/Disconnection of UDC Monitoring System Triggers Automatic Pump Shutdown | UDC Monitoring Stops Flow of Product at Dispenser | UDC Construction | UDC Secondary Containment Monitoring | Leak Within Secondary Containment of UDC Causes Audible and Visual Alarms | ELD Testing | Secondary Containment Testing | Spill Bucket Testing | Alarm Logs | Visual Inspection Records | Tank Integrity Testing Results | SIR Testing Results | Tank Gauging Results | ATG Testing Results | Corrosion Protection Logs | Equipment Maintenance and Calibration Records | Personnel with UST Monitoring Responsibilities are Familiar with Training Documents | UST Monitoring Plan | Operating Manuals | CA UST Regulations | CA UST Law | SWRCB Handbook for Tank Owners - Manual and SIR | SWRCB Publication: Understanding Automatic Tank Gauging Systems | Other Training Documents | Other Training Documents Description | Designated Operator Training | Comments and Additional Information | Name of First Person Having Responsibility | Title of First Person Having Responsibility | Name of Second Person Having Responsibility | Title of Second Person Having Responsibility | Signature Representation | Signature Date | Applicant Name | Applicant Title | Date Submitted to CERS | Date Accepted by Regulator | Regulator Agent Name | Regulator Name | Regulator Type
10117435 | 26-000-000563 | Town Of Mammoth Lakes | 90051844 | Town Of Mammoth Lakes | 299 Commerce Dr. | Mammoth Lakes | 93546 | Renewal Permit | 26-000-000553-002 | 10117435-002 | Trusco Tank Inc | A Stand-alone Tank | 12000 | 1990-05-01 |  |  | 1 |  | Motor Vehicle Fueling |  | Regular Unleaded |  |  | Double Wall | Steel |  | Fiberglass |  | Yes | No | Yes | No | Double-walled | Pressure | Fiberglass |  | Fiberglass |  | Double-walled | Steel |  | Steel |  | None | Fiberglass |  | Fiberglass |  | Fiberglass |  | Fiberglass |  | Yes | Yes | Yes | Single-walled | Fiberglass |  | No | No | Yes |  | Lon Adams | Fleet Superintendent | Annually |  | Site Plan Previously Submitted | Yes | Dry | Veeder-Root | TLS-350 | Veeder-Root | VR420 | No | [8 empty] | No | No |  | No |  |  | No |  | Yes | Dry | Veeder-Root | TLS350 | Veeder-Root | VR208 | Yes | Yes | No |  |  | Yes | Veeder-Root | VR plld | 0.2 GPH | Yes | Yes | No |  |  | No |  | No | No | No |  | Continuous |  | Veeder Root | TLS350 | Veeder-Root | VR 208 | Yes | Yes | Yes | Yes | Single-walled |  |  | No | Yes | Yes | Yes | Yes | No | No | No | No | No | Yes | Yes | [8 empty] | Yes |  | Lon Adams | Fleet Superintendent | Todd Murphy | Road Superintendent | Authorized Representative of Owner |  | Lon Adams | Fleet Superintendent | 2023-08-17 15:53 | 2023-08-17 17:15 | Jill Kearney | Mono County Health Department | CUPA
10117435 | 26-000-000563 | Town Of Mammoth Lakes | 90051844 | Town Of Mammoth Lakes | 299 Commerce Dr. | Mammoth Lakes | 93546 | Renewal Permit | 26-000-000553-001 | 10117435-001 | Trusco Tank Inc. | A Stand-alone Tank | 12000 | 1990-05-01 |  |  | 1 |  | Motor Vehicle Fueling |  | Diesel |  |  | Double Wall | Steel |  | Fiberglass |  | Yes | No | Yes | No | Double-walled | Pressure | Fiberglass |  | Fiberglass |  | Double-walled | Steel |  | Steel |  | None | None |  | None |  | Fiberglass |  | Fiberglass |  | Yes | Yes | Yes | Single-walled | Fiberglass |  | No | No | Yes |  | Lon Adams | Fleet Superintendent | Annually |  | Site Plan Previously Submitted | Yes | Dry | Veeder-Root | TLS-350 | Veeder-Root | VR420 | No | [8 empty] | No | No |  | No |  |  | No |  | Yes | Dry | Veeder-Root | TLS350 | Veeder-Root | VR208 | Yes | Yes | No |  |  | Yes | Veeder-Root | VR plld | 0.2 GPH | Yes | Yes | No |  |  | No |  | No | No | No |  | Continuous |  | Veeder Root | TLS-350 | Veeder-Root | VR 208 | Yes | Yes | Yes | Yes | Single-walled |  |  | No | Yes | Yes | Yes | Yes | No | No | No | No | No | Yes | Yes | [8 empty] | Yes |  | Lon Adams | Fleet Superintendent | Todd Murphy | Road Superintendent | Authorized Representative of Owner |  | Lon Adams | Fleet Superintendent | 2023-08-17 15:53 | 2023-08-17 17:15 | Jill Kearney | Mono County Health Department | CUPA
10117435 | 26-000-000563 | Town Of Mammoth Lakes | 90051844 | Town Of Mammoth Lakes | 299 Commerce Dr. | Mammoth Lakes | 93546 | Renewal Permit | 26-000-000553-004 | 10117435-005 | Trusco | One in a Compartmented Unit | 700 | 1990-04-01 |  |  | 3 |  | Hazardous Waste (includes used oil) |  | Used Oil |  |  | Double Wall | Steel |  | Fiberglass |  | Yes | No | No | No | Double-walled | Gravity | Steel |  | Fiberglass |  | Single-walled | Steel |  | None |  | None | None |  | None |  | Fiberglass |  |  |  | Yes | No | No | No Dispensers | Fiberglass |  | No | No | Yes |  | Lon Adams | Fleet Superintendent | Annually |  | Site Plan Previously Submitted | Yes | Dry | Leak Alert | LA-X4 | Leak Alert |  | No | [8 empty] | No | No |  | No |  |  | No |  | Yes | Dry | Leak Alert | LA-X4 | Leak Alert |  | No | No | No |  |  | No | [5 empty] | No |  |  | No |  | No | No | No |  | No Dispensers | [12 empty] | No | Yes | Yes | Yes | Yes | No | No | No | No | No | Yes | Yes | [8 empty] | Yes |  | Lon Adams | Fleet Superintendent | Todd Murphy | Road Superintendent | Authorized Representative of Owner |  | Lon Adams | Fleet Superintendent | 2023-08-17 15:53 | 2023-08-17 17:15 | Jill Kearney | Mono County Health Department | CUPA
10117435 | 26-000-000563 | Town Of Mammoth Lakes | 90051844 | Town Of Mammoth Lakes | 299 Commerce Dr. | Mammoth Lakes | 93546 | Renewal Permit | 26-000-000553-003 | 10117435-004 | Trusco | One in a Compartmented Unit | 700 | 1990-04-01 |  |  | 3 |  | Hazardous Waste (includes used oil) |  | Used Oil |  |  | Double Wall | Steel |  | Fiberglass |  | Yes | No | No | No | Double-walled | Gravity | Steel |  | Fiberglass |  | Single-walled | Steel |  |  |  | None |  |  |  |  | Fiberglass |  |  |  | Yes | No | No | No Dispensers |  |  | No | No | Yes |  | Lon Adams | Fleet Superintendent | Annually |  | Site Plan Previously Submitted | Yes | Dry | Leak Alert | LA-X4 | Leak Alert |  | No | [8 empty] | No | No |  | No |  |  | No |  | Yes | Dry | Leak Alert | LA-X4 | Leak Alert |  | No | No | No |  |  | No | [5 empty] | No |  |  | No |  | No | No | No |  | No Dispensers | [12 empty] | No | Yes | Yes | Yes | Yes | No | No | No | No | No | Yes | Yes | [8 empty] | Yes |  | Lon Adams | Fleet Superintendent | Todd Murphy | Road Superintendent | Authorized Representative of Owner |  | Lon Adams | Fleet Superintendent | 2023-08-17 15:53 | 2023-08-17 17:15 | Jill Kearney | Mono County Health Department | CUPA
10117435 | 26-000-000563 | Town Of Mammoth Lakes | 90051844 | Town Of Mammoth Lakes | 299 Commerce Dr. | Mammoth Lakes | 93546 | Renewal Permit | 26-000-000563-005 | 10117435-003 | Trusco | One in a Compartmented Unit | 700 | 1990-04-01 |  |  | 3 |  | Hazardous Waste (includes used oil) |  | Used Oil |  |  | Double Wall | Steel |  | Fiberglass |  | Yes | No | No | No | Double-walled | Gravity | Steel |  | Fiberglass |  | Double-walled | Steel |  | None |  | None | None |  | None |  | Fiberglass |  | None |  | Yes | No | No | No Dispensers |  |  | No | No | Yes |  | Lon Adams | Fleet Superintendent | Annually |  | Site Plan Previously Submitted | Yes | Dry | Leak Alert | LA-X4 | Leak Alert |  | No | [8 empty] | No | No |  | No |  |  | No |  | Yes | Dry | Leak Alert | LA-X4 | Leak Alert |  | No | No | No |  |  | No | [5 empty] | No |  |  | No |  | No | No | No |  | No Dispensers | [12 empty] | No | Yes | Yes | Yes | Yes | No | No | No | No | No | Yes | Yes | [8 empty] | Yes |  | Lon Adams | Fleet Superintendent | Todd Murphy | Road Superintendent | Authorized Representative of Owner |  | Lon Adams | Fleet Superintendent | 2023-08-17 15:53 | 2023-08-17 17:15 | Jill Kearney | Mono County Health Department | CUPA
10124059 | 26-000-000163 | PINE CLIFF RESORT | 90075736 | PINE CLIFF RESORT | 1 PINE CLIFF ROAD | JUNE LAKE | 93529 | UST Removal | 26-000-000138-001 | 10124059-001 | TRUSCO | A Stand-alone Tank | 1000 | 1995-07-15 | 2013-07-30 |  | 1 |  | Motor Vehicle Fueling |  | Regular Unleaded |  |  | Double Wall | Steel |  | Fiberglass |  | Yes | No | Yes | No | Double-walled | Conventional Suction | Fiberglass |  | Unknown |  | Single-walled | Steel |  | Fiberglass |  | Single-walled | Steel |  | Fiberglass |  | Steel |  | Fiberglass |  | No | No | No | Single-walled | Fiberglass |  | No | No | Yes | 2010-11-09 | SANDRA MILLER | OWNER | Other | TANK IS NOT IN | New Plan Submitted | Yes | Dry | GILBARCO |  |  |  | No | [8 empty] | No | No |  | No |  |  | No |  | Yes | Dry | GILBARCO | [5 empty] | No |  |  | No | [5 empty] | No |  |  | No |  | No | No | No |  | Other | [12 empty] | No | No | No | No | No | No | No | No | No | No | No | Yes | [8 empty] | No | TANK IS EMPTY AND HAS BEEN UNUSED SINCE 2006 | Ron & Sandra Miller | owner |  |  | Tank Owner/Operator | 2010-11-09 | SANDRA MILLER | OWNER | 2019-07-11 11:27 | 2022-11-22 10:50 | Debbie Larson | Mono County Health Department | CUPA
10128559 | 26-000-000907 | Mammoth Community Water District | 90090079 | Mammoth Community Water District/Wastewater Treatment Plant | 1315 Meridian Blvd. | Mammoth Lakes | 93546 | Confirmed/Updated Information | 26-000-000907-000002 | 10128559-002 | Joor-plastisteel-double wall | One in a Compartmented Unit | 5000 | 1998-05-10 |  |  | 2 |  | Other |  | Diesel |  |  | Double Wall | Steel |  | Fiberglass |  | Yes | No | Yes | No | Double-walled | Pressure | Fiberglass |  | Fiberglass |  | Double-walled | Rigid Plastic |  | Rigid Plastic |  | None | Rigid Plastic |  | Rigid Plastic |  | Steel |  | None |  | Yes | Yes | No | Single-walled | Fiberglass |  | No | No | Yes |  | Mike Logan | Purchasing Agent | Annually |  | New Plan Submitted | Yes | Dry | Veeder-Root | TLS-350 | Veeder-Root | 420 | No | [8 empty] | No | No |  | No |  |  | Yes |  | Yes | Dry | Veeder-Root | TLS-350 | Veeder-Root | 208 | Yes | Yes | Yes | Red Tacket | FXIV | No | [5 empty] | No |  |  | Yes |  | No | No | No |  | Electronic Stand-alone |  | Veeder-Root | TLS-350 | Veeder-Root | #7943 | No | No | No | Yes | Single-walled |  |  | No | Yes | Yes | Yes | Yes | No | No | No | No | No | Yes | Yes | [8 empty] | No | Rich Environmental company handles the monitoring of the equipment. They come in monthly to perform checks on the system. | Melissa Bretz | Sr. Administrative Analyst | Jeffrey R. Beatty | Finance Manager | Authorized Representative of Owner |  | Mike Logan | Purchasing Agent | 2024-07-18 09:47 | 2024-07-19 15:55 | Jill Kearney | Mono County Health Department | CUPA
10128559 | 26-000-000907 | Mammoth Community Water District | 90090079 | Mammoth Community Water District/Wastewater Treatment Plant | 1315 Meridian Blvd. | Mammoth Lakes | 93546 | Confirmed/Updated Information | 26-000-00907-000001 | 10128559-001 | Joor-plastisteel-double wall | One in a Compartmented Unit | 10000 | 1998-05-10 |  |  | 2 |  | Motor Vehicle Fueling |  | Regular Unleaded |  |  | Double Wall | Steel |  | Fiberglass |  | Yes | No | Yes | No | Double-walled | Pressure | Fiberglass |  | Fiberglass |  | Double-walled | Rigid Plastic |  | Rigid Plastic |  | None | Rigid Plastic |  | Rigid Plastic |  | Steel |  | None |  | Yes | Yes | No | Single-walled | Fiberglass |  | No | No | Yes |  | Mike Logan | Purchasing Agent | Annually |  | New Plan Submitted | Yes | Dry | Veeder-Root | TLS-350 | Veeder-Root | 420 | No | [8 empty] | No | No |  | No |  |  | Yes |  | Yes | Dry | Veeder-Root | TLS-350 | Veeder-Root | 208 | Yes | Yes | Yes | Red Tacket | FXIV | No | [5 empty] | No |  |  | Yes |  | No | No | No |  | Electronic Stand-alone |  | Veeder-Root | TLS-350 | Veeder-Root | #7943 | No | No | No | Yes | Single-walled |  |  | No | Yes | Yes | Yes | Yes | No | No | No | No | No | Yes | Yes | [8 empty] | No | Rich Environmental company handles the monitoring of the equipment. They come in monthly to perform checks on the system. | Melissa Bretz | Sr. Administrative Analyst | Jeffrey R. Beatty | Finance Manager | Authorized Representative of Owner |  | Mike Logan | Purchasing Agent | 2024-07-18 09:47 | 2024-07-19 15:55 | Jill Kearney | Mono County Health Department | CUPA
10132504 | 26-000-000591 | Thomas Petroleum LLC | 90106459 | Thomas Petroleum, LLC - Mammoth Card Lock | 240 Commerce Dr | Mammoth Lakes | 93546 | Renewal Permit | UL # 397531 | 10132504-002 | Mosier Bros. | One in a Compartmented Unit | 3000 | 1993-10-09 |  |  | 2 | 7,000 gallons and 3,000 gallons *split compartment UST | Motor Vehicle Fueling |  | Diesel |  |  | Double Wall | Steel |  | Fiberglass |  | No | No | Yes | No | Double-walled | Pressure | Fiberglass |  | Fiberglass |  | Single-walled | Fiberglass |  | None |  | None | Fiberglass |  | None |  | Steel |  | None |  | Yes | Yes | No | Single-walled | Fiberglass |  | No | No | Yes |  | Megan Zettlemoyer | Environmental Compliance | Annually |  | New Plan Submitted | Yes | Pressurized | Veeder Root | TLS-350 |  |  | No | [8 empty] | No | No |  | No |  |  | No |  | Yes | Dry | Veeder Root | TLS-350 | Veeder Root | 208 | Yes | Yes | No |  |  | Yes | Veeder Root | PLLD |  | Yes | Yes | No |  |  | No |  | No | No | No |  | Continuous |  | Veeder Root | TLS-350 | Veeder Root | 351 | Yes | No | No | Yes | Single-walled |  |  | No | Yes | Yes | Yes | Yes | No | No | No | No | No | Yes | Yes | [8 empty] | No |  | Jim McDade | Terminal Manager |  |  | Authorized Representative of Owner |  | Megan Zettlemoyer | Environmental Compliance | 2023-08-23 15:23 | 2023-09-07 15:41 | Jill Kearney | Mono County Health Department | CUPA
10132504 | 26-000-000591 | Thomas Petroleum LLC | 90106459 | Thomas Petroleum, LLC - Mammoth Card Lock | 240 Commerce Dr | Mammoth Lakes | 93546 | Renewal Permit | UL# 397531 | 10132504-001 | Mosier Bros | One in a Compartmented Unit | 7000 | 1993-10-09 |  |  | 2 | 10,000-gallon Dual compartment tank, 7,000 unleaded and 3,000 diesel | Motor Vehicle Fueling |  | Regular Unleaded |  |  | Double Wall | Steel |  | Fiberglass |  | No | No | Yes | No | Double-walled | Pressure | Fiberglass |  | Fiberglass |  | Single-walled | Fiberglass |  | None |  | None | Fiberglass |  | None |  | Steel |  | None |  | Yes | Yes | No | Single-walled | Fiberglass |  | No | No | Yes |  |  |  | Annually |  | New Plan Submitted | Yes | Pressurized | Veeder Root | TLS-350 |  |  | No | [8 empty] | No | No |  | No |  |  | No |  | Yes | Dry | Veeder Root | TLS-350 | Veeder Root | 208 | Yes | Yes | No |  |  | Yes | Veeder Root | PLLD |  | Yes | Yes | No |  |  | No |  | No | No | No |  | Continuous |  | Veeder Root | TLS-350 | Veeder Root | 351 | Yes | No | No | Yes | Single-walled |  |  | No | Yes | Yes | Yes | Yes | No | No | No | No | No | Yes | Yes | [8 empty] | No |  | Jim McDade | Terminal Manager |  |  | Authorized Representative of Owner |  | Megan Zettlemoyer | Environmental Compliance | 2023-08-23 15:23 | 2023-09-07 15:41 | Jill Kearney | Mono County Health Department | CUPA
10132504 | 26-000-000591 | Thomas Petroleum LLC | 90106459 | Thomas Petroleum, LLC - Mammoth Card Lock | 240 Commerce Dr | Mammoth Lakes | 93546 | Renewal Permit | UL # 397532 | 10132504-003 | Mosier Bros. | A Stand-alone Tank | 12000 | 1993-10-09 |  |  | 1 |  | Motor Vehicle Fueling |  | Diesel |  |  | Double Wall | Steel |  | Fiberglass |  | Yes | Yes | No | No | Double-walled | Pressure | Fiberglass |  | Fiberglass |  | Single-walled | Fiberglass |  | None |  | None | Fiberglass |  | None |  | Steel |  | None |  | Yes | Yes | No | Single-walled | Fiberglass |  | No | No | Yes |  | Megan Zettlemoyer | Environmental Compliance | Annually |  | New Plan Submitted | Yes | Pressurized | Veeder Root | TLS-350 |  |  | No | [8 empty] | No | No |  | No |  |  | No |  | Yes | Dry | Veeder Root | TLS-350 | Veeder Root | 208 | Yes | Yes | No |  |  | Yes | Veeder Root | PLLD |  | Yes | Yes | No |  |  | No |  | No | No | No |  | Continuous |  | Veeder Root | TLS-350 | Veeder Root | 351 | Yes | No | No | Yes | Single-walled |  |  | No | Yes | Yes | Yes | Yes | No | No | No | No | No | Yes | Yes | [8 empty] | No |  | Jim McDade | Terminal Manager |  |  | Authorized Representative of Owner |  | Megan Zettlemoyer | Environmental Compliance | 2023-08-23 15:23 | 2023-09-07 15:41 | Jill Kearney | Mono County Health Department | CUPA
10134067 | 26-000-000559 | Mammoth Mountain Ski Area, LLC | 90129784 | MMSA Garage | 9001 Minaret Road | Mammoth Lakes | 93546 | Confirmed/Updated Information | 26-000-000922-002 | 10134067-002 | Containment Solutions | A Stand-alone Tank | 20000 | 1998-08-15 |  |  | 1 |  | Motor Vehicle Fueling |  | Diesel |  |  | Double Wall | Fiberglass |  | Fiberglass |  | Yes | No | Yes | No | Double-walled | Pressure | Flexible |  | Flexible |  | Single-walled | Fiberglass |  | Fiberglass |  | None | None |  | None |  | Steel |  | None |  | Yes | Yes | No | Single-walled | Fiberglass |  | No | No | Yes |  | Steve McCabe | UST Designated Operator | Annually |  | Site Plan Previously Submitted | Yes | Dry | InCon | Tank Sentinel, TS-1001 | InCon | TSP-DIS (Interstitial Sensor) | No | [8 empty] | No | No |  | No |  |  | Yes |  | Yes | Dry | InCon | Tank Sentinel, TS-1001 | VLS |  | Yes | Yes | Yes | FE Petro |  | No | [5 empty] | No |  |  | No |  | No | No | No |  | Continuous |  | InCon | Tank Sentinel, TS-1001 | InCon | TSP-ULS | Yes | Yes | Yes | Yes | Single-walled |  |  | No | Yes | Yes | Yes | Yes | No | No | No | No | No | Yes | Yes | [8 empty] | Yes |  | Guy Overstreet | UST Designated Operator & Certified Technician | Michelle Hayes | Manager, Government Relations | Tank Owner/Operator |  | Tom Hodges | Compliance Manager | 2023-11-07 15:12 | 2024-01-09 11:29 | Jill Kearney | Mono County Health Department | CUPA
10134067 | 26-000-000559 | Mammoth Mountain Ski Area, LLC | 90129784 | MMSA Garage | 9001 Minaret Road | Mammoth Lakes | 93546 | Confirmed/Updated Information | 26-000-000922-001 | 10134067-001 | Containment Solutions | A Stand-alone Tank | 12000 | 1998-08-15 |  |  | 1 |  | Motor Vehicle Fueling |  | Regular Unleaded |  |  | Double Wall | Fiberglass |  | Fiberglass |  | Yes | No | Yes | No | Double-walled | Pressure | Flexible |  | Flexible |  | Single-walled | Fiberglass |  | Fiberglass |  | Single-walled | Fiberglass |  | Fiberglass |  | Steel |  | None |  | Yes | Yes | Yes | Single-walled | Fiberglass |  | No | No | Yes |  | Steve McCabe | Facilities-D/O | Annually |  | Site Plan Previously Submitted | Yes | Dry | InCon | Tank Sentinel, TS-1001 | InCon | TSP-DIS (Interstitial Sensor) | Yes | InCon | Tank Sentinel, TS-1--1 | InCon | TSP-LL2 Liquid Level Probe | Monthly |  | 0.2 GPH |  | No | No |  | No |  |  | No |  | Yes | Dry | InCon | Tank Sentinel, TS-1001 | InCon | TSP-DDS (Sump Sensor) | Yes | Yes | Yes | FE Petro |  | No | [5 empty] | No |  |  | No |  | No | No | No |  | Continuous |  | InCon | Tank Sentinel, TS-1001 | InCon | TSP-DDS (Sump Sensor) | Yes | Yes | Yes | Yes | Single-walled |  |  | No | Yes | Yes | Yes | Yes | No | No | No | Yes | No | Yes | Yes | [8 empty] | Yes |  | Guy Overstreet | UST Designated Operator & Certified Technician | Michelle Hayes | Manager, Government Relations | Tank Owner/Operator |  | Steve McCabe | UST Designated Operator | 2023-11-07 15:12 | 2024-01-09 11:29 | Jill Kearney | Mono County Health Department | CUPA
10134067 | 26-000-000559 | Mammoth Mountain Ski Area, LLC | 90129784 | MMSA Garage | 9001 Minaret Road | Mammoth Lakes | 93546 | Confirmed/Updated Information | 26-000-000922-005 | 10134067-005 | Containment Solutions | A Stand-alone Tank | 1000 | 2011-07-15 |  |  | 1 |  | Hazardous Waste (includes used oil) |  | Used Oil |  |  | Double Wall | Fiberglass |  | Fiberglass |  | Yes | Yes | No | No | Double-walled | Gravity | Fiberglass |  | Fiberglass |  | Single-walled | Fiberglass |  | Fiberglass |  | Single-walled | None |  | None |  | Steel |  | None |  | Yes | No | No | No Dispensers |  |  | No | No | Yes |  | Steve McCabe | UST Designated Operator | Annually |  | Site Plan Previously Submitted | Yes | Dry | InCon | Tank Sentinel, TS-1001 | InCon | TSP-DIS (Interstitial Sensor) | No | [8 empty] | No | No |  | No |  |  | Yes |  | Yes | Dry | InCon | Tank Sentinel, TS-1001 | InCon | TSP-ULS |  |  | No |  |  | No | [5 empty] | No |  |  | No |  | No | No | No |  | No Dispensers | [12 empty] | No | Yes | Yes | Yes | Yes | No | No | No | No | No | Yes | Yes | [8 empty] | Yes |  | Guy Overstreet | UST Designated Operator & Certified Technician | Michelle Hayes | Manager, Government Relations | Tank Owner/Operator |  | Steve McCabe | UST Designated Operator | 2023-11-07 15:12 | 2024-01-09 11:29 | Jill Kearney | Mono County Health Department | CUPA
10134067 | 26-000-000559 | Mammoth Mountain Ski Area, LLC | 90129784 | MMSA Garage | 9001 Minaret Road | Mammoth Lakes | 93546 | Confirmed/Updated Information | 26-000-000922-004 | 10134067-004 | Containment Solutions | A Stand-alone Tank | 1000 | 1998-08-15 |  |  | 1 |  | Hazardous Waste (includes used oil) |  | Used Oil |  |  | Double Wall | Fiberglass |  | Fiberglass |  | Yes | No | Yes | No | Double-walled | Gravity | Flexible |  | Flexible |  | Single-walled | Fiberglass |  | Fiberglass |  | None | None |  | None |  | Steel |  | None |  | Yes | No | No | No Dispensers | None |  | No | No | Yes |  | Steve McCabe | UST Designated Operator | Annually |  | Site Plan Previously Submitted | Yes | Dry | InCon | Tank Sentinel, TS-1001 | InCon | TSP-DIS (Interstitial Sensor) | No | [8 empty] | No | No |  | No |  |  | Yes |  | Yes | Dry | InCon | Tank Sentinel, TS-1001 | InCon | TSP-ULS |  |  | No |  |  | No | [5 empty] | No |  |  | No |  | No | No | No |  | No Dispensers | [12 empty] | No | Yes | Yes | Yes | Yes | No | No | No | No | No | Yes | Yes | [8 empty] | Yes |  | Guy Overstreet | UST Designated Operator & Certified Technician | Michelle Hayes | Manager, Government Relations | Tank Owner/Operator |  | Steve McCabe | UST Designated Operator | 2023-11-07 15:12 | 2024-01-09 11:29 | Jill Kearney | Mono County Health Department | CUPA
10134067 | 26-000-000559 | Mammoth Mountain Ski Area, LLC | 90129784 | MMSA Garage | 9001 Minaret Road | Mammoth Lakes | 93546 | Confirmed/Updated Information | 26-000-000922-003 | 10134067-003 | Containment Solutions | A Stand-alone Tank | 20000 | 1998-08-15 |  |  | 1 |  | Motor Vehicle Fueling |  | Diesel |  |  | Double Wall | Fiberglass |  | Fiberglass |  | Yes | No | Yes | No | Double-walled | Pressure | Flexible |  | Flexible |  | Single-walled | Fiberglass |  | Fiberglass |  | None | None |  | None |  | Steel |  | None |  | Yes | Yes | No | Single-walled | Fiberglass |  | No | No | Yes |  | Steve McCabe | UST Designated Operator | Annually |  | Site Plan Previously Submitted | Yes | Dry | InCon | Tank Sentinel, TS-1001 | InCon | TSP-DIS (Interstitial Sensor) | No | [8 empty] | No | No |  | No |  |  | Yes |  | Yes | Dry | InCon | Tank Sentinel, TS-1001 | VLS |  | Yes | Yes | Yes | FE Petro |  | No | [5 empty] | No |  |  | No |  | No | No | No |  | Continuous |  | InCon | Tank Sentinel, TS-1001 | InCon | TSP-ULS | Yes | Yes | Yes | Yes | Single-walled |  |  | No | Yes | Yes | Yes | Yes | No | No | No | No | No | Yes | Yes | [8 empty] | Yes |  | Guy Overstreet | UST Designated Operator & Certified Technician | Michelle Hayes | Manager, Government Relations | Tank Owner/Operator |  | Tom Hodges | Compliance Manager | 2023-11-07 15:12 | 2024-01-09 11:29 | Jill Kearney | Mono County Health Department | CUPA
10134217 | 26-000-000922 | Mammoth Mountain Ski Area, LLC | 90129784 | MMSA McCOY STATION | 10901 Minaret Rd | Mammoth Lakes | 93546 | Confirmed/Updated Information | 26-000-000922-003 | 10134217-003 | Containment Solutions | A Stand-alone Tank | 20000 | 1998-08-15 |  |  | 1 |  | Motor Vehicle Fueling |  | Diesel |  |  | Double Wall | Fiberglass |  | Fiberglass |  | Yes | No | Yes | No | Double-walled | Pressure | Flexible |  | Flexible |  | Single-walled | Fiberglass |  | Fiberglass |  | None | None |  | None |  | Steel |  | None |  | Yes | Yes | No | No Dispensers | None |  | No | No | Yes |  | Tom Hodges | Dir. of Planning | Annually |  | New Plan Submitted | Yes | Dry | InCon | Tank Sentinel, TS-1001 | InCon | TSP-DIS (Interstitial Sensor) | No | [8 empty] | No | No |  | No |  |  | No |  | Yes | Dry | InCon | Tank Sentinel, TS-1001 | InCon | TSP-ULS | Yes | Yes | Yes | Red Jacket |  | No | [5 empty] | No |  |  | Yes |  | No | No | No |  | Other | [12 empty] | No | Yes | Yes | Yes | Yes | No | No | No | No | No | Yes | Yes | [8 empty] | Yes |  | Guy Overstreet | UST Designated Operator & Certified Technician | Michelle Hayes | Manager, Government Relations | Facility Owner/Operator |  | Tom Hodges | Dir. of Planning | 2023-11-21 13:57 | 2023-11-30 10:47 | Jill Kearney | Mono County Health Department | CUPA
10134217 | 26-000-000922 | Mammoth Mountain Ski Area, LLC | 90129784 | MMSA McCOY STATION | 10901 Minaret Rd | Mammoth Lakes | 93546 | Confirmed/Updated Information | 26-000-000922-004 | 10134217-004 | Containment Solutions | A Stand-alone Tank | 20000 | 1998-08-15 |  |  | 1 |  | Motor Vehicle Fueling |  | Diesel |  |  | Double Wall | Fiberglass |  | Fiberglass |  | Yes | No | Yes | No | Double-walled | Pressure | Flexible |  | Flexible |  | Single-walled | Fiberglass |  | Fiberglass |  | None | None |  | None |  | Steel |  | None |  | Yes | Yes | No | No Dispensers | None |  | No | No | Yes |  | Tom Hodges | Dir. of Planning | Annually |  | New Plan Submitted | Yes | Dry | InCon | Tank Sentinel, TS-1001 | InCon | TSP-DIS (Interstitial Sensor) | No | [8 empty] | No | No |  | No |  |  | No |  | Yes | Dry | InCon | Tank Sentinel, TS-1001 | InCon | TSP-ULS | Yes | Yes | Yes | Red Jacket |  | No | [5 empty] | No |  |  | Yes |  | No | No | No |  | Other | [12 empty] | No | Yes | Yes | Yes | Yes | No | No | No | No | No | Yes | Yes | [8 empty] | Yes |  | Guy Overstreet | UST Designated Operator & Certified Technician | Michelle Hayes | Manager, Government Relations | Facility Owner/Operator |  | Tom Hodges | Dir. of Planning | 2023-11-21 13:57 | 2023-11-30 10:47 | Jill Kearney | Mono County Health Department | CUPA
10134217 | 26-000-000922 | Mammoth Mountain Ski Area, LLC | 90129784 | MMSA McCOY STATION | 10901 Minaret Rd | Mammoth Lakes | 93546 | Confirmed/Updated Information | 26-000-000922-005 | 10134217-005 | ACE | A Stand-alone Tank | 20000 | 1998-08-15 |  |  | 1 |  | Other |  | Diesel |  |  | Double Wall | Steel |  | Steel |  | Yes | No | Yes | No | Double-walled | Pressure | Flexible |  | Flexible |  | Single-walled | Fiberglass |  | Fiberglass |  | None | None |  | None |  | Steel |  | None |  | Yes | Yes | No | No Dispensers | None |  | Yes | No | No |  | Tom Hodges | Dir. of Planning | Annually |  | New Plan Submitted | Yes | Dry | InCon | Tank Sentinel, TS-1001 | InCon | TSP-DIS (Interstitial Sensor) | No | [8 empty] | No | No |  | No |  |  | Yes |  | Yes | Dry | InCon | Tank Sentinel, TS-1001 | InCon | TSP-ULS | Yes | Yes | Yes | Red Jacket |  | No | [5 empty] | No |  |  | No |  | No | No | No |  | Other | [12 empty] | No | Yes | Yes | Yes | Yes | No | No | No | No | Yes | Yes | Yes | [8 empty] | Yes | Transition Sump at outside wall of Boiler Room, from underground tank supply piping to interior exposed piping to Boiler Day Tank. | Guy Overstreet | UST Designated Operator & Certified Technician | Michelle Hayes | Manager, Government Relations | Facility Owner/Operator |  | Tom Hodges | Dir. of Planning | 2023-11-21 13:57 | 2023-11-30 10:47 | Jill Kearney | Mono County Health Department | CUPA
10134217 | 26-000-000922 | Mammoth Mountain Ski Area, LLC | 90129784 | MMSA McCOY STATION | 10901 Minaret Rd | Mammoth Lakes | 93546 | Confirmed/Updated Information | 26-000-000922-001 | 10134217-001 | Containment Solutions | A Stand-alone Tank | 10000 | 1998-08-15 |  |  | 1 |  | Motor Vehicle Fueling |  | Regular Unleaded |  |  | Double Wall | Fiberglass |  | Fiberglass |  | Yes | No | Yes | No | Double-walled | Pressure | Flexible |  | Flexible |  | Single-walled | Fiberglass |  | Fiberglass |  | Single-walled | Fiberglass |  | Fiberglass |  | Steel |  | None |  | Yes | Yes | No | No Dispensers | None |  | No | No | Yes |  | Tom Hodges | Dir. of Planning | Annually |  | New Plan Submitted | Yes | Dry | InCon | Tank Sentinel, TS-1001 | InCon | TSP-DIS (Interstitial Sensor) | No | [8 empty] | No | No |  | No |  |  | Yes |  | Yes | Dry | InCon | Tank Sentinel, TS-1001 | InCon | TSP-ULS | Yes | Yes | Yes | Red Jacket |  | No | [5 empty] | No |  |  | Yes |  | No | No | No |  | Other | [12 empty] | No | Yes | Yes | Yes | Yes | No | No | No | No | No | Yes | Yes | [8 empty] | Yes |  | Guy Overstreet | UST Designated Operator & Certified Technician | Michelle Hayes | Manager, Government Relations | Facility Owner/Operator |  | Tom Hodges | Dir. of Planning | 2023-11-21 13:57 | 2023-11-30 10:47 | Jill Kearney | Mono County Health Department | CUPA
10134217 | 26-000-000922 | Mammoth Mountain Ski Area, LLC | 90129784 | MMSA McCOY STATION | 10901 Minaret Rd | Mammoth Lakes | 93546 | Confirmed/Updated Information | 26-000-000922-006 | 10134217-006 | Total Containment | A Stand-alone Tank | 20000 | 1998-08-15 |  |  | 1 |  | Other |  | Diesel |  |  | Double Wall | Steel |  | Steel |  | Yes | No | Yes | No | Double-walled | Pressure | Flexible |  | Flexible |  | Single-walled | Fiberglass |  | Fiberglass |  | None | None |  | None |  | Steel |  | None |  | Yes | Yes | No | No Dispensers | None |  | Yes | No | No |  | Tom Hodges | Dir. of Planning | Annually |  | New Plan Submitted | Yes | Dry | InCon | Tank Sentinel, TS-1001 | InCon | TSP-DIS (Interstitial Sensor) | No | [8 empty] | No | No |  | No |  |  | No |  | Yes | Dry | InCon | Tank Sentinel, TS-1001 | InCon | TSP-ULS | Yes | Yes | Yes | Red Jacket |  | No | [5 empty] | No |  |  | No |  | No | No | No |  | Other | [12 empty] | No | Yes | Yes | Yes | Yes | No | No | No | No | Yes | Yes | Yes | [8 empty] | Yes | Transition sump outside Boiler Room from underground tank supply piping to interior exposed piping to Boiler Day tank. | Guy Overstreet | UST Designated Operator & Certified Technician | Michelle Hayes | Manager, Government Relations | Facility Owner/Operator |  | Tom Hodges | Dir. of Planning | 2023-11-21 13:57 | 2023-11-30 10:47 | Jill Kearney | Mono County Health Department | CUPA
10134217 | 26-000-000922 | Mammoth Mountain Ski Area, LLC | 90129784 | MMSA McCOY STATION | 10901 Minaret Rd | Mammoth Lakes | 93546 | Confirmed/Updated Information | 26-000-000922-002 | 10134217-002 | Containment Solutions | A Stand-alone Tank | 20000 | 1998-08-15 |  |  | 1 |  | Motor Vehicle Fueling |  | Diesel |  |  | Double Wall | Fiberglass |  | Fiberglass |  | Yes | No | Yes | No | Double-walled | Pressure | Flexible |  | Flexible |  | Single-walled | Fiberglass |  | Fiberglass |  | None | None |  | None |  | Steel |  | None |  | Yes | Yes | No | No Dispensers | None |  | No | No | Yes |  | Tom Hodges | Dir. of Planning | Annually |  | New Plan Submitted | Yes | Dry | InCon | Tank Sentinel, TS-1001 | InCon | TSP-DIS (Interstitial Sensor) | No | [8 empty] | No | No |  | No |  |  | No |  | Yes | Dry | InCon | Tank Sentinel, TS-1001 | InCon | TSP-ULS | Yes | Yes | Yes | Red Jacket |  | No | [5 empty] | No |  |  | Yes |  | No | No | No |  | Other | [12 empty] | No | Yes | Yes | Yes | Yes | No | No | No | No | No | Yes | Yes | [8 empty] | Yes |  | Guy Overstreet | UST Designated Operator & Certified Technician | Michelle Hayes | Manager, Government Relations | Facility Owner/Operator |  | Tom Hodges | Dir. of Planning | 2023-11-21 13:57 | 2023-11-30 10:47 | Jill Kearney | Mono County Health Department | CUPA
10135045 |  | Norco Goodyear Service Center | 90593458 | Norco Service Center | 3670 Main St. | Mammoth Lakes | 93546 | Renewal Permit | 002 | 10135045-002 | JOOR | One in a Compartmented Unit | 8000 | 1996-07-19 |  |  | 2 | Total of both compartments is 12,000 gallons | Motor Vehicle Fueling |  | Premium Unleaded |  |  | Double Wall | Steel |  | Fiberglass |  | No | No | Yes | No | Double-walled | Pressure | Flexible |  | Flexible |  | Single-walled | Rigid Plastic |  | None |  | None | Rigid Plastic |  | None |  | Steel |  | None |  | Yes | Yes | No | Single-walled | Fiberglass |  | No | No | Yes |  |  |  | Annually |  | Site Plan Previously Submitted | Yes | Dry | Veeder Root | TLS-350 | Veeder-Root | 794380-344 | No | [8 empty] | No | No |  | No |  |  | No |  | Yes | Dry | Veeder-Root | TLS-350 | Veeder-Root | 794380-208 | Yes | Yes | Yes | FE Petro | STP-MLD | No | [5 empty] | No |  |  | No |  | No | No | No |  | Continuous |  | Veeder Root | TLS-350 | Veeder-Root | 794380-208 | Yes | Yes | Yes | No | Single-walled |  |  | No | Yes | Yes | Yes | Yes | No | No | No | No | No | Yes | Yes | [8 empty] | Yes |  | Sammy Sharifi | Owner | Megan Sharifi | Manager |  |  |  |  | 2023-11-09 09:01 | 2023-11-15 16:21 | Jill Kearney | Mono County Health Department | CUPA
10135045 |  | Norco Goodyear Service Center | 90593458 | Norco Service Center | 3670 Main St. | Mammoth Lakes | 93546 | Renewal Permit | 004 | 10135045-004 | Joor | A Stand-alone Tank | 1500 | 1996-07-19 |  |  | 1 |  | Hazardous Waste (includes used oil) |  | Used Oil |  |  | Double Wall | Steel |  | Fiberglass |  | Yes | No | No | No | Double-walled | Gravity | Flexible |  | Flexible |  | Single-walled | Steel |  | None |  | None | None |  | None |  | Steel |  | None |  | Yes | No | No | No Dispensers | None |  | No | No | Yes |  |  |  | Annually |  | Site Plan Previously Submitted | Yes | Dry | Veeder-Root | TLS-350 | Veeder-Root | 794390-420 | No | [8 empty] | No | No |  | No |  |  | No |  | No | [7 empty] | No |  |  | No | [5 empty] | No |  |  | No |  | No | Yes | No |  | No Dispensers | [12 empty] | No | Yes | Yes | Yes | Yes | No | No | No | No | No | Yes | Yes | [8 empty] | Yes |  | Sammy Sharifi | Owner | Megan Sharifi | Manager |  |  |  |  | 2023-11-09 09:01 | 2023-11-15 16:21 | Jill Kearney | Mono County Health Department | CUPA
10135045 |  | Norco Goodyear Service Center | 90593458 | Norco Service Center | 3670 Main St. | Mammoth Lakes | 93546 | Renewal Permit | 003 | 10135045-003 | JOOR | One in a Compartmented Unit | 4000 | 1996-07-19 |  |  | 2 | Total of compartments is 12,000 | Motor Vehicle Fueling |  | Diesel |  |  | Double Wall | Steel |  | Fiberglass |  | No | No | Yes | No | Double-walled | Pressure | Flexible |  | Flexible |  | Single-walled | Rigid Plastic |  | None |  | None | None |  | None |  | Steel |  | None |  | Yes | Yes | No | Single-walled | Fiberglass |  | No | No | Yes |  |  |  | Annually |  | Site Plan Previously Submitted | Yes | Dry | Veeder-Root | TLS-350 | Veeder-Root | 794380-344 | No | [8 empty] | No | No |  | No |  |  | No |  | Yes | Dry | Veeder-Root | TLS-350 | Veeder-Root | 794380-208 | Yes | Yes | Yes | Vaporless Mfg. (VMI) | 99LD-2000 | No | [5 empty] | No |  |  | No |  | No | No | No |  | Continuous |  | Veeder Root | TLS-350 | Veeder-Root | 794380-208 | Yes | Yes | Yes | No | Single-walled |  |  | No | Yes | Yes | Yes | Yes | No | No | No | No | No | Yes | Yes | [8 empty] | Yes |  | Sammy Sharifi | Owner | Megan Sharifi | Manager |  |  |  |  | 2023-11-09 09:01 | 2023-11-15 16:21 | Jill Kearney | Mono County Health Department | CUPA
10135045 |  | Norco Goodyear Service Center | 90593458 | Norco Service Center | 3670 Main St. | Mammoth Lakes | 93546 | Renewal Permit | 001 | 10135045-001 | JOOR | A Stand-alone Tank | 12000 | 1996-07-19 |  |  | 1 |  | Motor Vehicle Fueling |  | Regular Unleaded |  |  | Double Wall | Steel |  | Fiberglass |  | No | No | Yes | No | Double-walled | Pressure | Flexible |  | Flexible |  | Single-walled | Rigid Plastic |  | None |  | None | Rigid Plastic |  | None |  | Steel |  | None |  | Yes | Yes | No | Single-walled | Fiberglass |  | No | No | Yes |  |  |  | Annually |  | Site Plan Previously Submitted | Yes | Dry | Veeder Root | TLS-350 | Veeder-Root | 794380-344 | No | [8 empty] | No | No |  | No |  |  | No |  | Yes | Dry | Veeder-Root | TLS-350 | Veeder-Root | 794380-208 | Yes | Yes | Yes | Vaporless Mfg. (VMI) | 99LD-2000 | No | [5 empty] | No |  |  | No |  | No | No | No |  | Continuous |  | Veeder Root | TLS-350 | Veeder-Root | 794380-208 | Yes | Yes | Yes | No | Single-walled |  |  | No | Yes | Yes | Yes | Yes | No | No | No | No | No | Yes | Yes | [8 empty] | Yes |  | Sammy Sharifi | Owner | Megan Sharifi | Manager |  |  |  |  | 2023-11-09 09:01 | 2023-11-15 16:21 | Jill Kearney | Mono County Health Department | CUPA
10154479 | 26-000-000133 | Inyo Crude, Inc | 90128065 | Mammoth Shell | 3011 Main St | Mammoth Lakes | 93546 | Renewal Permit | 3 | 10154479-003 | Joor | One in a Compartmented Unit | 10000 | 1995-06-01 |  |  | 2 | 20k (2) compartment double wall steel fiberglass tank | Motor Vehicle Fueling |  | Premium Unleaded |  |  | Double Wall | Steel |  | Steel |  | No | Yes | Yes | No | Double-walled | Pressure | Fiberglass |  | Fiberglass |  | Single-walled | Fiberglass |  | None |  | None | Fiberglass |  | None |  | Steel |  | Fiberglass |  | Yes | Yes | Yes | Single-walled | Fiberglass |  | No | No | Yes |  | Kenneth Sample | Owner | Annually |  | New Plan Submitted | Yes | Dry | Veeder Root | TLS - 350+ | Veeder Root | VR Float 420 | Yes | Veeder Root | TLS - 350+ | Veeder Root | VR Float Level Probe | Continuous |  |  |  | Yes | No |  | No |  |  | No |  | Yes | Dry | Veeder Root | TLS - 350+ | Veeder Root | VR Float 208 | Yes | Yes | Yes | Red Jacket | MLLD Gasoline | No | [5 empty] | No |  |  | No |  | No | No | No |  | Continuous |  | Veeder Root | TLS - 350+ | Veeder Root | VR Float 208 | Yes | Yes | Yes | Yes | Single-walled |  |  | No | Yes | Yes | Yes | Yes | No | No | No | No | No | Yes | Yes | [8 empty] | Yes |  | Kenneth Sample | Owner | Greg Scott | General Manager | Tank Owner/Operator |  | Kenneth Sample | Owner | 2024-01-09 16:05 | 2024-01-09 16:48 | Jill Kearney | Mono County Health Department | CUPA
10154479 | 26-000-000133 | Inyo Crude, Inc | 90128065 | Mammoth Shell | 3011 Main St | Mammoth Lakes | 93546 | Renewal Permit | 2 | 10154479-002 | Joor | One in a Compartmented Unit | 12000 | 1995-06-01 |  |  | 2 | 20k (2) compartment double wall steel fiberglass coated tank | Motor Vehicle Fueling |  | Regular Unleaded |  |  | Double Wall | Steel |  | Steel |  | No | Yes | Yes | No | Double-walled | Pressure | Fiberglass |  | Fiberglass |  | Single-walled | Fiberglass |  | None |  | None | Fiberglass |  | None |  | Steel |  | Fiberglass |  | Yes | No | Yes | Single-walled | Fiberglass |  | No | No | Yes |  | Kenneth Sample | Owner | Annually |  | New Plan Submitted | Yes | Dry | Veeder Root | TLS - 350+ | Veeder Root | VR Float 420 | Yes | Veeder Root | TLS - 350+ | Veeder Root | VR Float Level Probe | Continuous |  |  |  | Yes | No |  | No |  |  | No |  | Yes | Dry | Veeder Root | TLS - 350+ | Veeder Root | VR Float 208 | Yes | Yes | Yes | Red Jacket | MLLD Gasoline | No | [5 empty] | No |  |  | No |  | No | No | No |  | Continuous |  | Veeder Root | TLS - 350+ | Veeder Root | VR Float 208 | Yes | Yes | Yes | Yes | Single-walled |  |  | No | Yes | Yes | Yes | Yes | No | No | No | No | No | Yes | Yes | [8 empty] | Yes |  | Kenneth Sample | Owner | Greg Scott | General Manager | Tank Owner/Operator |  | Kenneth Sample | Owner | 2024-01-09 16:05 | 2024-01-09 16:48 | Jill Kearney | Mono County Health Department | CUPA
10154479 | 26-000-000133 | Inyo Crude, Inc | 90128065 | Mammoth Shell | 3011 Main St | Mammoth Lakes | 93546 | Confirmed/Updated Information | 1 | 10154479-001 | Joor | One in a Compartmented Unit | 8000 | 1995-06-01 |  |  | 2 | 20k (2) compartment double wall steel fiberglass tank | Motor Vehicle Fueling |  | Regular Unleaded |  |  | Double Wall | Steel |  | Jacketed |  | No | Yes | Yes | No | Double-walled | Pressure | Fiberglass |  | Fiberglass |  | Single-walled | Fiberglass |  | None |  | None | Fiberglass |  | None |  | Steel |  | Fiberglass |  | Yes | Yes | Yes | Single-walled | Fiberglass |  | No | No | Yes |  | Kenneth Sample | Owner | Annually |  | New Plan Submitted | Yes | Dry | Veeder Root | TLS - 350+ | Veeder Root | VR Float 420 | Yes | Veeder Root | TLS - 350+ | Veeder Root | VR Float Level Probe | Continuous |  |  |  | Yes | No |  | No |  |  | No |  | Yes | Dry | Veeder Root | TLS - 350+ | Veeder Root | VR Float 208 | Yes | Yes | Yes | Red Jacket | MLLD Gasoline | No | [5 empty] | No |  |  | No |  | No | No | No |  | Continuous |  | Veeder Root | TLS - 350+ | Veeder Root | VR Float 208 | Yes | Yes | Yes | Yes | Single-walled |  |  | No | Yes | Yes | Yes | Yes | No | No | No | No | No | Yes | Yes | [8 empty] | Yes |  | Kenneth Sample | Owner | Greg Scott | General Manager | Tank Owner/Operator |  | Kenneth Sample | Owner | 2024-01-09 16:05 | 2024-01-09 16:48 | Jill Kearney | Mono County Health Department | CUPA
10154479 | 26-000-000133 | Inyo Crude, Inc | 90128065 | Mammoth Shell | 3011 Main St | Mammoth Lakes | 93546 | Confirmed/Updated Information | 4 | 10154479-004 | Joor | One in a Compartmented Unit | 10000 | 1995-06-01 |  |  | 2 | 20k (2) compartment double wall steel fiberglass tank | Motor Vehicle Fueling |  | Diesel |  |  | Double Wall | Steel |  | Steel |  | No | Yes | Yes | No | Double-walled | Pressure | Fiberglass |  | Fiberglass |  | Single-walled | Fiberglass |  | None |  | None | Fiberglass |  | None |  | Steel |  | Fiberglass |  | Yes | No | Yes | Single-walled | Fiberglass |  | No | No | Yes |  | Kenneth Sample | Owner | Annually |  | New Plan Submitted | Yes | Dry | Veeder Root | TLS - 350+ | Veeder Root | VR Float 420 | Yes | Veeder Root | TLS - 350+ | Veeder Root | VR Float Level Probe | Continuous |  |  |  | Yes | No |  | No |  |  | No |  | Yes | Dry | Veeder Root | TLS - 350+ | Veeder Root | VR Float 208 | Yes | Yes | Yes | Red Jacket | MLLD Gasoline | No | [5 empty] | No |  |  | No |  | No | No | No |  | Continuous |  | Veeder Root | TLS - 350+ | Veeder Root | VR Float 208 | Yes | Yes | Yes | Yes | Single-walled |  |  | No | Yes | Yes | Yes | Yes | No | No | No | No | No | Yes | Yes | [8 empty] | Yes |  | Kenneth Sample | Owner | Greg Scott | General Manager | Tank Owner/Operator |  | Kenneth Sample | Owner | 2024-01-09 16:05 | 2024-01-09 16:48 | Jill Kearney | Mono County Health Department | CUPA
10154497 | 26-000-000754 | Inyo Crude, Inc | 90128065 | Center Street Shell | 3275 Main St | Mammoth Lakes | 93546 | Renewal Permit | 2 | 10154497-002 | Modern Welding | A Stand-alone Tank | 10000 | 2000-05-01 |  |  | 1 | Glassteel II - Double Wall TankSteel Inner - Fiberglass Outer Tank | Motor Vehicle Fueling |  | Premium Unleaded |  |  | Double Wall | Steel |  | Jacketed |  | No | No | Yes | No | Double-walled | Pressure | Fiberglass |  | Fiberglass |  | Single-walled | Fiberglass |  | None |  | None | Fiberglass |  | None | [5 empty] | Yes | Yes | No | Single-walled | Steel |  | No | No | Yes |  | Kenneth Sample | Owner | Annually |  | Site Plan Previously Submitted | Yes | Dry | Veeder Root | TLS - 350+ | Veeder Root | VR Float 420 | Yes | Veeder Root | TLS - 350+ | Veeder Root | VR Float Level Probe | Continuous |  |  |  | Yes | No |  | No |  |  | No |  | Yes | Dry | Veeder Root | TLS - 350+ | Veeder Root | VR Float 208 | Yes | Yes | Yes | Red Jacket | MLLD Gasoline | No | [5 empty] | No |  |  | No |  | No | No | No |  | Float and Chain Assembly |  | Bravo | Bravo Shallow Float | N/A | N/A | No | No | Yes | Yes | Single-walled | Liquid |  | No | Yes | Yes | Yes | Yes | No | No | No | No | No | Yes | Yes | [8 empty] | Yes |  | Kenneth Sample | VP | Greg Scott | General Mgr | Tank Owner/Operator |  | Kenneth Sample | Owner | 2024-01-09 16:07 | 2024-01-09 16:43 | Jill Kearney | Mono County Health Department | CUPA
10154497 | 26-000-000754 | Inyo Crude, Inc | 90128065 | Center Street Shell | 3275 Main St | Mammoth Lakes | 93546 | Renewal Permit | 1 | 10154497-001 | Modern Welding | A Stand-alone Tank | 10000 | 2000-05-01 |  |  | 1 |  | Motor Vehicle Fueling |  | Premium Unleaded |  |  | Double Wall | Steel |  | Fiberglass |  | No | No | Yes | No | Double-walled | Pressure | Fiberglass |  | Fiberglass |  | Single-walled | Fiberglass |  | None |  | None | Fiberglass |  | None | [5 empty] | Yes | Yes | No | Single-walled | Steel |  | No | No | Yes |  | Kenneth Sample | Owner | Annually |  | Site Plan Previously Submitted | Yes | Dry | Veeder Root | TLS - 350+ | Veeder Root | VR Float 420 | Yes | Veeder Root | TLS - 350+ | Veeder Root | VR Float Level Probe | Continuous |  |  |  | Yes | No |  | No |  |  | No |  | Yes | Dry | Veeder Root | TLS - 350+ | Veeder Root | VR Float 208 | Yes | Yes | Yes | Red Jacket | MLLD Gasoline | No | [5 empty] | No |  |  | No |  | No | No | No |  | Float and Chain Assembly |  | Bravo | Bravo Shallow Float | N/A | N/A | No | No | Yes | Yes | Single-walled | Liquid |  | No | Yes | Yes | Yes | Yes | No | No | No | No | No | Yes | Yes | [8 empty] | Yes |  | Kenneth Sample | VP | Greg Scott | General Mgr | Tank Owner/Operator |  | Kenneth Sample | Owner | 2024-01-09 16:07 | 2024-01-09 16:43 | Jill Kearney | Mono County Health Department | CUPA
10159565 | 26-000-000396 | Benton Station | 90131239 | Benton Station | 25667 Highway 6 | Benton | 93512 | Confirmed/Updated Information | 2 | 10159565-002 | Joor Mfg. | One in a Compartmented Unit | 3000 | 2001-12-11 |  |  | 3 |  | Motor Vehicle Fueling |  | Premium Unleaded |  |  | Double Wall | Steel |  | Jacketed |  | Yes | No | No | No | Double-walled | Pressure | Fiberglass |  | Fiberglass |  | Single-walled | Fiberglass |  | Fiberglass |  | Single-walled | Fiberglass |  | Fiberglass |  | Steel |  | Fiberglass |  | Yes | Yes | Yes | Single-walled | Fiberglass |  | No | No | Yes |  |  |  | Annually |  | New Plan Submitted | Yes | Dry | Veeder-Root | TLS-350 | Veeder-Root | 794390-460 | No | [8 empty] | No | No |  | No |  |  | No |  | Yes | Dry | Veeder-Root | TLS-350 | Veeder-Root | 794380-208 | Yes | Yes | Yes | Vaporless Mfg. (VMI) | 99LD-2000 | No | [5 empty] | No |  |  | No |  | No | No | No |  | Continuous |  | Veeder-Root | TLS-350 | Veeder-Root | 794380-208 | Yes | Yes | Yes | No | Single-walled |  |  | No | Yes | Yes | Yes | No | No | No | No | No | No | Yes | Yes | [8 empty] | Yes | Fill sump is equipped with Veeder-Root 794380-208 sumps sensor. | Rana Saulque | Treasurer | Adora Saulque | Vice-President |  |  |  |  | 2024-06-04 16:54 | 2024-06-05 09:37 | Jill Kearney | Mono County Health Department | CUPA
10159565 | 26-000-000396 | Benton Station | 90131239 | Benton Station | 25667 Highway 6 | Benton | 93512 | Confirmed/Updated Information | 3 | 10159565-003 | Joor Mfg. | One in a Compartmented Unit | 2000 | 2001-12-11 |  |  | 3 |  | Motor Vehicle Fueling |  | Diesel |  |  | Double Wall | Steel |  | Jacketed |  | Yes | No | No | No | Double-walled | Pressure | Fiberglass |  | Fiberglass |  | Single-walled | Fiberglass |  | Fiberglass |  | Single-walled | None |  | None |  | Steel |  | None |  | Yes | Yes | No | Single-walled | Fiberglass |  | No | No | Yes |  |  |  | Annually |  | New Plan Submitted | Yes | Dry | Veeder-Root | TLS-350 | Veeder-Root | 794390-460 | No | [8 empty] | No | No |  | No |  |  | No |  | Yes | Dry | Veeder-Root | TLS-350 | Veeder-Root | 794380-208 | Yes | Yes | Yes | Vaporless Mfg. (VMI) | 99LD-2000 | No | [5 empty] | No |  |  | No |  | No | No | No |  | Continuous |  | Veeder-Root | TLS-350 | Veeder-Root | 794380-208 | Yes | Yes | Yes | No | Single-walled |  |  | No | Yes | Yes | Yes | No | No | No | No | No | No | Yes | Yes | [8 empty] | Yes | Fill sump is equipped with Veeder-Root 794380-208 sumps sensor. | Rana Saulque | Treasurer | Adora Saulque | Vice-President |  |  |  |  | 2024-06-04 16:54 | 2024-06-05 09:37 | Jill Kearney | Mono County Health Department | CUPA
10159565 | 26-000-000396 | Benton Station | 90131239 | Benton Station | 25667 Highway 6 | Benton | 93512 | Confirmed/Updated Information | 1 | 10159565-001 | Joor Mfg. | One in a Compartmented Unit | 10000 | 2001-12-11 |  |  | 3 |  | Motor Vehicle Fueling |  | Regular Unleaded |  |  | Double Wall | Steel |  | Jacketed |  | Yes | No | No | No | Double-walled | Pressure | Fiberglass |  | Fiberglass |  | Single-walled | Fiberglass |  | Fiberglass |  | Single-walled | Fiberglass |  | Fiberglass |  | Steel |  | Fiberglass |  | Yes | Yes | Yes | Single-walled | Fiberglass |  | No | No | Yes |  |  |  | Annually |  | New Plan Submitted | Yes | Dry | Veeder-Root | TLS-350 | Veeder-Root | 794390-460 | No | [8 empty] | No | No |  | No |  |  | No |  | Yes | Dry | Veeder-Root | TLS-350 | Veeder-Root | 794380-208 | Yes | Yes | Yes | Vaporless Mfg. (VMI) | 99LD-2000 | No | [5 empty] | No |  |  | No |  | No | No | No |  | Continuous |  | Veeder-Root | TLS-350 | Veeder-Root | 794380-208 | Yes | Yes | Yes | No | Single-walled |  |  | No | Yes | Yes | Yes | No | No | No | No | No | No | Yes | Yes | [8 empty] | Yes | Fill sump is equipped with Veeder-Root 794380-208 sumps sensor. | Rana Saulque | Treasurer | Adora Saulque | Vice-President |  |  |  |  | 2024-06-04 16:54 | 2024-06-05 09:37 | Jill Kearney | Mono County Health Department | CUPA
10159849 | 26-000-000527 | Mammoth Mountain Ski Area, LLC | 90129784 | June Mountain Ski Area | 3819 Highway 158 | June Lake | 93529 | Confirmed/Updated Information | 26-000-000527-02 | 10159849-002 |  | A Stand-alone Tank | 2000 | 1986-07-01 |  |  | 1 |  | Hazardous Waste (includes used oil) |  | Used Oil |  |  | Double Wall | Steel |  | Steel |  | Yes | Yes | No | No | Double-walled | Gravity | Flexible |  | Flexible |  | Single-walled | Steel |  | Steel |  | None | None |  | None |  | Steel |  | Steel |  | Yes | No | Yes | No Dispensers | None |  | No | Yes | No |  | Steve McCabe | Designated Operator | Annually |  | Site Plan Previously Submitted | Yes | Dry | Pneumercator | Pneumercator | Pneumercator | Universal Liquid Sensor | No | [8 empty] | No | No |  | No |  |  | Yes |  | Yes | Dry | Pneumercator | LC1003 | Pneumercator | Universal Liquid Sensor | No | No | No |  |  | No | [5 empty] | No |  |  | Yes |  | No | No | No |  | No Dispensers | [12 empty] | No | Yes | Yes | Yes | Yes | No | No | No | No | Yes | Yes | Yes | [8 empty] | Yes |  | Guy Overstreet | UST Designated Operator & Certified Technician | Michelle Hayes | Manager, Government Relations | Authorized Representative of Owner |  | Steve McCabe | UST DO | 2023-11-21 13:59 | 2023-11-30 11:00 | Jill Kearney | Mono County Health Department | CUPA
10159849 | 26-000-000527 | Mammoth Mountain Ski Area, LLC | 90129784 | June Mountain Ski Area | 3819 Highway 158 | June Lake | 93529 | Confirmed/Updated Information | 26-000-000527-000001 | 10159849-001 |  | A Stand-alone Tank | 2000 | 1950-01-01 |  |  | 1 |  | Motor Vehicle Fueling |  | Regular Unleaded |  |  | Double Wall | Steel |  | Steel |  | No | No | Yes | No | Double-walled | Pressure | Flexible |  | Flexible |  | Single-walled | Steel |  | Steel |  | Single-walled | Steel |  | None |  | Steel |  | Steel |  | Yes | Yes | No | No Dispensers | None |  | No | Yes | No |  | Steve McCabe | Designated Operator | Annually |  | New Plan Submitted | Yes | Dry | pneumercator | lc1003 | pneumercator | Universal liquid sensor | No | [8 empty] | No | No |  | No |  |  | Yes |  | Yes | Dry | pneumercator | lc1003 | pneumercator | Universal liquid sensor | Yes | Yes | Yes | FE petro | stp-mld | No | [5 empty] | No |  |  | Yes |  | No | No | No |  | Other | [12 empty] | No | Yes | Yes | Yes | Yes | No | No | No | No | Yes | Yes | Yes | [8 empty] | Yes |  | Guy Overstreet | UST Designated Operator & Certified Technician | Michelle Hayes | Manager, Government Relations | Authorized Representative of Owner |  | Steve McCabe | designated operator | 2023-11-21 13:59 | 2023-11-30 11:00 | Jill Kearney | Mono County Health Department | CUPA
10335553 |  | Mammoth Hospital | 90302203 | Mammoth Hospital | 85 Sierra Park Rd | Mammoth Lakes | 93546 | Confirmed/Updated Information | N815713 | 10335553-001 | Modern welding Company inc. | A Stand-alone Tank | 30000 | 2003-07-24 |  |  | 1 |  | Emergency Generator Fuel |  | Diesel |  |  | Double Wall | Steel |  | Fiberglass |  | No | No | Yes | No | Double-walled | Pressure | Steel |  | Fiberglass |  | Single-walled | Steel |  | Steel |  | None | None |  | None |  | Steel |  | Steel |  | Yes | Yes | Yes | No Dispensers | None |  | No | No | Yes |  | John Graves | Safety Officer | Annually |  | New Plan Submitted | Yes | Dry | ICON | TS-550EVO | ICON | TSP-ULS | Yes | ICON | TS-550EVO | ICON | Unknown | Continuous |  | 0.1 GPH |  | No | No |  | Yes | Annually |  | No |  | Yes | Dry | ICON | TS-550EVO | ICON | TSP-ULS | No |  | Yes | FE Ptro | MKD Diesel | Yes | Franklin Fueling Systems | TS-LSU500 | 0.1 GPH | No | No | No |  |  | No |  | No | No | No |  | No Dispensers | [12 empty] | No | Yes | Yes | Yes | Yes | No | No | Yes | No | No | No | Yes | [8 empty] | Yes |  | Jeff McMillan | Chief Engineer | John Chisum | Facilities Manager | Authorized Representative of Owner |  | John Graves | Safety Officer | 2023-05-25 10:03 | 2023-05-25 10:40 | Jill Kearney | Mono County Health Department | CUPA
10400020 | 26-000-000272 | June Lake Junction | 90363034 | June Lake Junction | Highway 395 & State Route 158 | June Lake | 93529 | Confirmed/Updated Information | 26-000-000272-003 | 10400020-003 | Owens Corning | One in a Compartmented Unit | 5000 | 1993-09-30 |  |  | 2 |  | Motor Vehicle Fueling |  | Premium Unleaded |  |  | Double Wall | Fiberglass |  | Fiberglass |  | No | No | Yes | No | Double-walled | Pressure | Fiberglass |  | Fiberglass |  | Single-walled | Fiberglass |  | Fiberglass |  | Single-walled | Fiberglass |  | Fiberglass |  | Steel |  | Fiberglass |  | Yes | Yes | Yes | Single-walled | Fiberglass |  | No | No | Yes |  | Shane & Lynne Greer | Owners | Annually |  | Site Plan Previously Submitted | Yes | Dry | Veeder-Root | TLS-350 | Veeder-Root | 794380-344 | No | [8 empty] | No | No |  | No |  |  | No |  | Yes | Dry | Veeder-Root | TLS-350 | Veeder-Root | 794380-208 | Yes | Yes | Yes | FE Petro | STP-MLD | No | [5 empty] | No |  |  | No |  | No | No | No |  | Continuous |  | Veeder-Root | TLS-350 | Veeder Root | 794380-208 | Yes | Yes | Yes | Yes | Single-walled |  |  | No | Yes | Yes | Yes | No | No | No | No | No | No | Yes | Yes | [8 empty] | Yes | The Fill Sump is monitored by a Veeder-Root 794380-208 Sump Sensor. | Rick McCoy | Owner | Ralph Lockhart | Manager | Tank Owner/Operator |  | Shane & Lynne Greer | Owners | 2024-05-23 15:28 | 2024-05-23 16:24 | Jill Kearney | Mono County Health Department | CUPA
10400020 | 26-000-000272 | June Lake Junction | 90363034 | June Lake Junction | Highway 395 & State Route 158 | June Lake | 93529 | Confirmed/Updated Information | 26-000-000272-004 | 10400020-004 | Owens Corning | One in a Compartmented Unit | 5000 | 1993-09-30 |  |  | 2 |  | Motor Vehicle Fueling |  | Diesel |  |  | Double Wall | Fiberglass |  | Fiberglass |  | No | No | Yes | No | Double-walled | Pressure | Fiberglass |  | Fiberglass |  | Single-walled | Fiberglass |  | Fiberglass |  | Single-walled | None |  | None |  | Steel |  | Fiberglass |  | Yes | Yes | Yes | Single-walled | Fiberglass |  | No | No | Yes |  | Shane & Lynne Greer | Owners | Annually |  | Site Plan Previously Submitted | Yes | Dry | Veeder-Root | TLS-350 | Veeder-Root | 794380-344 | No | [8 empty] | No | No |  | No |  |  | No |  | Yes | Dry | Veeder-Root | TLS-350 | Veeder-Root | 794380-208 | Yes | Yes | Yes | Vaporless Mfg. (VMI) | 99LD-2000 | No | [5 empty] | No |  |  | No |  | No | No | No |  | Continuous |  | Veeder-Root | TLS-350 | Veeder Root | 794380-208 | Yes | Yes | Yes | Yes | Single-walled |  |  | No | Yes | Yes | Yes | No | No | No | No | No | No | Yes | Yes | [8 empty] | Yes | The Fill Sump is monitored by a Veeder-Root 794380-208 Sump Sensor. | Rick McCoy | Owner | Ralph Lockhart | Manager | Tank Owner/Operator |  | Shane & Lynne Greer | Owners | 2024-05-23 15:28 | 2024-05-23 16:24 | Jill Kearney | Mono County Health Department | CUPA
10400020 | 26-000-000272 | June Lake Junction | 90363034 | June Lake Junction | Highway 395 & State Route 158 | June Lake | 93529 | Confirmed/Updated Information | 26-000-000272-002 | 10400020-002 | Owens Corning | One in a Compartmented Unit | 4000 | 1993-09-30 |  |  | 2 |  | Motor Vehicle Fueling |  | Regular Unleaded |  |  | Double Wall | Fiberglass |  | Fiberglass |  | No | No | Yes | No | Double-walled | Pressure | Fiberglass |  | Fiberglass |  | Single-walled | Fiberglass |  | Fiberglass |  | Single-walled | Fiberglass |  | Fiberglass |  | Steel |  | Fiberglass |  | Yes | Yes | Yes | Single-walled | Fiberglass |  | No | No | Yes |  | Shane & Lynne Greer | Owners | Annually |  | Site Plan Previously Submitted | Yes | Dry | Veeder-Root | TLS-350 | Veeder-Root | 794380-344 | No | [8 empty] | No | No |  | No |  |  | No |  | Yes | Dry | Veeder-Root | TLS-350 | Veeder-Root | 794380-208 | Yes | Yes | Yes | Vaporless Mfg. (VMI) | 99LD-2000 | No | [5 empty] | No |  |  | No |  | No | No | No |  | Continuous |  | Veeder-Root | TLS-350 | Veeder Root | 794380-208 | Yes | Yes | Yes | Yes | Single-walled |  |  | No | Yes | Yes | Yes | No | No | No | No | No | No | Yes | Yes | [8 empty] | Yes | The Fill Sump is monitored by a Veeder-Root 794380-208 Sump Sensor. | Rick McCoy | Owner | Ralph Lockhart | Manager | Tank Owner/Operator |  | Shane & Lynne Greer | Owners | 2024-05-23 15:28 | 2024-05-23 16:24 | Jill Kearney | Mono County Health Department | CUPA
10400020 | 26-000-000272 | June Lake Junction | 90363034 | June Lake Junction | Highway 395 & State Route 158 | June Lake | 93529 | Confirmed/Updated Information | 26-000-000272-001 | 10400020-001 | Owens Corning | One in a Compartmented Unit | 8000 | 1993-09-30 |  |  | 2 |  | Motor Vehicle Fueling |  | Regular Unleaded |  |  | Double Wall | Fiberglass |  | Fiberglass |  | No | No | Yes | No | Double-walled | Pressure | Fiberglass |  | Fiberglass |  | Single-walled | Fiberglass |  | Fiberglass |  | Single-walled | Fiberglass |  | Fiberglass |  | Steel |  | Fiberglass |  | Yes | Yes | Yes | Single-walled | Fiberglass |  | No | No | Yes |  | Shane & Lynne Greer | Owners | Annually |  | Site Plan Previously Submitted | Yes | Dry | Veeder-Root | TLS-350 | Veeder-Root | 794380-344 | No | [8 empty] | No | No |  | No |  |  | No |  | Yes | Dry | Veeder-Root | TLS-350 | Veeder-Root | 794380-208 | Yes | Yes | No |  |  | No | [5 empty] | No |  |  | No |  | No | No | No |  | Continuous |  | Veeder-Root | TLS-350 | Veeder Root | 794380-208 | Yes | Yes | Yes | Yes | Single-walled |  |  | No | Yes | Yes | Yes | No | No | No | No | No | No | Yes | Yes | [8 empty] | Yes | The Fill Sump is monitored by a Veeder-Root 794380-208 Sump Sensor. This UST is the siphon tank and therefore has no MLLD. | Rick McCoy | Owner | Ralph Lockhart | Manager | Tank Owner/Operator |  | Shane & Lynne Greer | Owners | 2024-05-23 15:28 | 2024-05-23 16:24 | Jill Kearney | Mono County Health Department | CUPA
10400026 | 26-000-000554 | Bridgeport Gas 'N' Go | 90363040 | Bridgeport Gas 'N' Go | 377 Main St | Bridgeport | 93517 | Renewal Permit | 2 | 10400026-002 | Trusco | A Stand-alone Tank | 10000 | 1988-10-15 |  |  | 1 |  | Motor Vehicle Fueling |  | Premium Unleaded |  |  | Double Wall | Steel |  | Fiberglass |  | Yes | No | Yes | No | Double-walled | Pressure | Fiberglass |  | Fiberglass |  | Single-walled | Fiberglass |  | None |  | None | Fiberglass |  | None |  | Steel |  | None |  | Yes | Yes | No | Single-walled | Fiberglass |  | No | No | Yes |  | John Simpson | Owner | Annually |  | Site Plan Previously Submitted | Yes | Dry | Gilbarco/EMC | TLS 350 | Gilbarco/EMC | 420 | Yes | Gilbarco | TLS 350 | Gilbarco/EMC |  | Continuous |  | 0.2 GPH |  | No | No |  | No |  |  | No |  | Yes | Dry | Gilbarco | TLS350 |  | 208 | Yes | Yes | Yes | Red jacket | XV | No | [5 empty] | No |  |  | No |  | No | No | No |  | Continuous |  | Gilbarco | TLS 350 |  | 208 | Yes | Yes | Yes | Yes | Single-walled |  |  | No | Yes | Yes | Yes | Yes | No | No | Yes | Yes | No | Yes | Yes | [8 empty] | Yes |  | John Simpson | Owner | Susan Simpson | Owner | Facility Owner/Operator |  | John Simpson | Owner | 2024-03-31 12:27 | 2024-04-25 10:08 | Jill Kearney | Mono County Health Department | CUPA
10400026 | 26-000-000554 | Bridgeport Gas 'N' Go | 90363040 | Bridgeport Gas 'N' Go | 377 Main St | Bridgeport | 93517 | Renewal Permit | 1 | 10400026-001 | Trusco | A Stand-alone Tank | 10000 | 1988-10-15 |  |  | 1 |  | Motor Vehicle Fueling |  | Regular Unleaded |  |  | Double Wall | Steel |  | Fiberglass |  | Yes | No | Yes | No | Double-walled | Pressure | Fiberglass |  | Fiberglass |  | Single-walled | Fiberglass |  | None |  | None | Fiberglass |  | None |  | Steel |  | None |  | Yes | Yes | No | Single-walled | Fiberglass |  | No | No | Yes |  | John Simpson | Owner | Annually |  | Site Plan Previously Submitted | Yes | Dry | Gilbarco/EMC | TLS 350 | Gilbarco/EMC | 420 | Yes | Gilbarco | TLS 350 | Gilbarco/EMC |  | Continuous |  | 0.2 GPH |  | No | No |  | No |  |  | No |  | Yes | Dry | Gilbarco | TLS 350 |  | 208 | Yes | Yes | Yes | Red jacket | XV | No | [5 empty] | No |  |  | No |  | No | No | No |  | Continuous |  | Gilbarco | TLS 350 |  | 208 | Yes | Yes | Yes | Yes | Single-walled |  |  | No | Yes | Yes | Yes | Yes | No | No | Yes | Yes | No | Yes | Yes | [8 empty] | Yes |  | John Simpson | Owner | Susan Simpson | Owner | Facility Owner/Operator |  | John Simpson | Owner | 2024-03-31 12:27 | 2024-04-25 10:08 | Jill Kearney | Mono County Health Department | CUPA
10400026 | 26-000-000554 | Bridgeport Gas 'N' Go | 90363040 | Bridgeport Gas 'N' Go | 377 Main St | Bridgeport | 93517 | Renewal Permit | 3 | 10400026-003 | Trusco | A Stand-alone Tank | 10000 | 1988-10-15 |  |  | 1 |  | Motor Vehicle Fueling |  | Diesel |  |  | Double Wall | Steel |  | Fiberglass |  | Yes | No | Yes | No | Double-walled | Pressure | Fiberglass |  | Fiberglass |  | Single-walled | Fiberglass |  | None |  | None | Fiberglass |  | None |  | Steel |  | None |  | Yes | Yes | No | Single-walled | Fiberglass |  | No | No | Yes |  | John Simpson | Owner | Annually |  | Site Plan Previously Submitted | Yes | Dry | Gilbarco/EMC | TLS 350 | Gilbarco/EMC | 420 | Yes | Gilbarco | TLS 350 | Gilbarco/EMC |  | Continuous |  | 0.2 GPH |  | No | No |  | No |  |  | No |  | Yes | Dry | Gilbarco | TLS 350 |  | 208 | Yes | Yes | Yes | Red jacket | XV | No | [5 empty] | No |  |  | No |  | No | No | No |  | Continuous |  | Gilbarco | TLS350 |  | 208 | Yes | Yes | Yes | Yes | Single-walled |  |  | No | Yes | Yes | Yes | Yes | No | No | Yes | Yes | No | Yes | Yes | [8 empty] | Yes |  | John Simpson | Owner | Susan Simpson | Owner | Facility Owner/Operator |  | John Simpson | Owner | 2024-03-31 12:27 | 2024-04-25 10:08 | Jill Kearney | Mono County Health Department | CUPA
10400029 | 26-000-000032 | Bridgeport Momart/Shell | 90363043 | Bridgeport Momart/Shell | 453 Main St | Bridgeport | 93517 | Confirmed/Updated Information | 2 | 10400029-002 | trusco | A Stand-alone Tank | 10000 | 1993-10-15 |  |  | 1 |  | Motor Vehicle Fueling |  | Premium Unleaded |  |  | Double Wall | Steel |  | Fiberglass |  | Yes | No | Yes | No | Double-walled | Pressure | Fiberglass |  | Fiberglass |  | Single-walled | Fiberglass |  | None |  | None | Fiberglass |  | None |  | Steel |  | None |  | Yes | Yes | Yes | Single-walled | Fiberglass |  | No | No | Yes |  | John Simpson | owner | Annually |  | Site Plan Previously Submitted | Yes |  | Gilbarco/EMC | TLS 350 | Gilbarco/EMC | 420 | Yes | Gilbarco |  | Gilbarco/EMC |  | Continuous |  | 0.2 GPH |  | No | No |  | No |  |  | No |  | Yes | Dry | Gilbarco | TLS-350 | Veeder Root | 208 | Yes | Yes | Yes | Red jacket |  | No | [5 empty] | No |  |  | No |  | No | No | No |  | Continuous |  | Gilbarco | TLS-350 | Veeder Root | 208 | Yes | Yes | Yes | Yes | Single-walled |  |  | No | Yes | Yes | Yes | Yes | No | No | Yes | Yes | No | Yes | Yes | [8 empty] | Yes |  | John Simpson | Owner | Susan Simpson | Owner | Facility Owner/Operator |  | John Simpson | owner | 2024-03-31 12:30 | 2024-04-25 14:32 | Jill Kearney | Mono County Health Department | CUPA
10400029 | 26-000-000032 | Bridgeport Momart/Shell | 90363043 | Bridgeport Momart/Shell | 453 Main St | Bridgeport | 93517 | Confirmed/Updated Information | 1 | 10400029-001 | trusco | A Stand-alone Tank | 10000 | 1993-10-15 |  |  | 1 |  | Motor Vehicle Fueling |  | Regular Unleaded |  |  | Double Wall | Steel |  | Fiberglass |  | Yes | No | Yes | No | Double-walled | Pressure | Fiberglass |  | Fiberglass |  | Single-walled | Fiberglass |  | None |  | None | Fiberglass |  | None |  | Steel |  | None |  | Yes | Yes | Yes | Single-walled | Fiberglass |  | No | No | Yes |  | John Simpson | owner | Annually |  | Site Plan Previously Submitted | Yes |  | Gilbarco/EMC | TLS 350 | Gilbarco/EMC | 420 | Yes | Gilbarco |  | Gilbarco/EMC |  | Continuous |  | 0.2 GPH |  | No | No |  | No |  |  | No |  | Yes | Dry | Gilbarco | TLS-350 | Veeder Root | 208 | Yes | Yes | Yes | Red jacket |  | No | [5 empty] | No |  |  | No |  | No | No | No |  | Continuous |  | Gilbarco | TLS-350 | Veeder Root | 208 | Yes | Yes | Yes | Yes | Single-walled |  |  | No | Yes | Yes | Yes | Yes | No | No | Yes | Yes | No | Yes | Yes | [8 empty] | Yes |  | John Simpson | Owner | Susan Simpson | Owner | Facility Owner/Operator |  | John Simpson | owner | 2024-03-31 12:30 | 2024-04-25 14:32 | Jill Kearney | Mono County Health Department | CUPA
10400035 |  | Smalley's Market | 90363049 | Smalley's Market | 25465 Highway 6 | Benton | 93512 | New Permit | 1 | 10400035-001 | Permatank | A Stand-alone Tank | 12000 | 2002-09-24 |  |  | 1 | Facility has been red-tagged in 2009, AEOed in 2018, State Enforcement inspected in 2019 and has not complied. Facility has indicated new funding to get running again. Possibly ELD was never performed?? | Motor Vehicle Fueling |  | Regular Unleaded |  |  | Double Wall | Steel |  | Steel |  | No | No | No | No | Double-walled | Pressure | Flexible |  |  |  | Single-walled | [5 empty] | Fiberglass | [7 empty] | No | No | No | Single-walled |  |  | No | No | Yes |  |  |  | Other | Recalcitrant | New Plan Submitted | No | [5 empty] | No | [8 empty] | No | No |  | No |  |  | No |  | No | [7 empty] | No |  |  | No | [5 empty] | No |  |  | No |  | No | No | No |  | Other | [12 empty] | No | No | No | No | No | No | No | No | No | No | No | No | [8 empty] | No |  | Margie Smalley | Owner | [6 empty] | 2019-11-19 10:51 | 2019-11-19 10:59 | Debbie Larson | Mono County Health Department | CUPA
10435216 | 26-000-000063 | Crowley Lake General Store | 90382495 | Crowley Lake General Store | 474 S Landing Rd | Mammoth Lakes | 93546 | Renewal Permit | 1 | 10435216-001 | Modern Welding | One in a Compartmented Unit | 9000 | 1999-05-19 |  |  | 2 | Split tank with PremiumGlassteel II Jacketed Steel UL Label No. M639608 | Motor Vehicle Fueling |  | Regular Unleaded |  |  | Double Wall | Steel |  | Fiberglass |  | Yes | Yes | Yes | No | Double-walled | Pressure | Fiberglass |  | Fiberglass |  | Single-walled | Fiberglass |  | Fiberglass |  | None | Steel |  | None |  | Steel |  | None |  | Yes | Yes | No | Single-walled | Rigid Plastic |  | No | No | Yes |  |  |  | Annually |  | New Plan Submitted | Yes | Dry | Gilbarco EMC |  | Veeder Root | 420 | No | [8 empty] | No | No |  | No |  |  | No |  | Yes | Dry | Gilbarco |  |  | 208 | No | No | Yes | FX1V |  | No | [5 empty] | Yes | Annually |  | No |  | No | No | Yes |  | Continuous |  | Gilbarco |  | Beaudreau | 406 | Yes | No |  | Yes | Single-walled |  |  | No | Yes | Yes | Yes | Yes | No | No | No | No | No | Yes | Yes | [8 empty] | Yes | Rich Environmental is the DO | Travis Snyder | Partner / Owner | [6 empty] | 2023-09-15 11:50 | 2023-11-30 15:55 | Jill Kearney | Mono County Health Department | CUPA
10435216 | 26-000-000063 | Crowley Lake General Store | 90382495 | Crowley Lake General Store | 474 S Landing Rd | Mammoth Lakes | 93546 | Renewal Permit | 2 | 10435216-002 | Modern Welding | One in a Compartmented Unit | 3000 | 1999-05-10 |  |  | 2 |  | Motor Vehicle Fueling |  | Premium Unleaded |  |  | Double Wall | Steel |  | Fiberglass |  | Yes | Yes | Yes | No | Double-walled | Pressure | Fiberglass |  | Fiberglass |  | Single-walled | Fiberglass |  | Fiberglass |  | None | Steel |  | None |  | Steel |  | None |  | Yes | Yes | No | Single-walled | Rigid Plastic |  | No | No | Yes |  |  |  | Annually |  | New Plan Submitted | Yes | Dry | Gilbarco EMC |  | Veeder Root | 420 | No | [8 empty] | No | No |  | No |  |  | No |  | Yes | Dry | Gilbarco |  |  | 208 | No | No | Yes | FX1V |  | No | [5 empty] | Yes | Annually |  | No |  | No | No | Yes |  | Continuous |  | Gilbarco |  | Beaudreau | 406 | Yes | No |  | Yes | Single-walled |  |  | No | Yes | Yes | Yes | Yes | No | No | No | No | No | Yes | Yes | [8 empty] | Yes | Rich Environmental is the DO | Travis Snyder | Partner / Owner | [6 empty] | 2023-09-15 11:50 | 2023-11-30 15:55 | Jill Kearney | Mono County Health Department | CUPA
10489441 | 26-000-000225 | Bridgeport Colony Development Corporation | 90715681 | Walker Country Store | 107700 US Highway 395 | Coleville | 96107 | Renewal Permit | 003 | 10489441-003 | Trusco | One in a Compartmented Unit | 4000 | 1996-06-01 |  |  | 2 |  | Motor Vehicle Fueling |  | Diesel |  |  | Double Wall | Steel |  | Fiberglass |  | Yes | No | No | No | Double-walled | Pressure | Flexible |  | Flexible |  | Single-walled | Steel |  | None |  | None | None |  | None |  | Steel |  | None |  | Yes | Yes | No | Single-walled | Fiberglass |  | No | No | Yes |  | Karla Barth | Owner | Annually |  | Site Plan Previously Submitted | Yes | Dry | EMC | 350 | Veeder Root | 794390-420 | Yes | [8 empty] | No | No |  | No |  |  | No |  | Yes | Dry | EMC | 350 | Veeder Root | 794390-208 | Yes | Yes | Yes | Red Jacket |  | No | [5 empty] | No |  |  | No |  | No | No | No |  | Continuous |  |  |  |  | 794390-208 | Yes | Yes | Yes | Yes | Single-walled |  | Yes | Yes | Yes | Yes | Yes | Yes | Yes | Yes | Yes | No | No | Yes | Yes | [8 empty] | Yes |  | Darren Salmond | Supervisor | Herb Glazier | Chairman | Tank Owner/Operator |  | Karla Barth | Operator | 2024-04-25 08:29 | 2024-04-25 08:52 | Jill Kearney | Mono County Health Department | CUPA
10489441 | 26-000-000225 | Bridgeport Colony Development Corporation | 90715681 | Walker Country Store | 107700 US Highway 395 | Coleville | 96107 | Renewal Permit | 002 | 10489441-002 | Trusco | One in a Compartmented Unit | 6000 | 1996-06-01 |  |  | 2 |  | Motor Vehicle Fueling |  | Premium Unleaded |  |  | Double Wall | Steel |  | Fiberglass |  | Yes | No | No | No | Double-walled | Pressure | Flexible |  | Flexible |  | Single-walled | Steel |  | None |  | None | Steel |  | None |  | Steel |  | None |  | Yes | Yes | No | Single-walled | Fiberglass |  | No | No | Yes |  | Karla Barth | Owner | Annually |  | Site Plan Previously Submitted | Yes | Dry | EMC | 350 | Veeder Root | 794390-208 | No | [8 empty] | No | No |  | Yes | Annually |  | No |  | Yes | Dry | EMC | 350 | Veeder Root | 794390-208 | Yes | Yes | Yes | Red Jacket |  | No | [5 empty] | Yes | Annually |  | Yes |  | No | Yes | No |  | Continuous |  |  |  | BOUDREAU | 794390-208 | Yes | Yes | Yes | Yes | Single-walled |  |  | No | Yes | Yes | Yes | Yes | No | No | No | No | No | Yes | Yes | [8 empty] | Yes |  | Jody Lees | Store Manager | Herbert Glazier | Chairman | Tank Owner/Operator |  | Karla Barth | Operator | 2024-04-25 08:29 | 2024-04-25 08:52 | Jill Kearney | Mono County Health Department | CUPA
10489441 | 26-000-000225 | Bridgeport Colony Development Corporation | 90715681 | Walker Country Store | 107700 US Highway 395 | Coleville | 96107 | Renewal Permit | 001 | 10489441-001 | Trusco | A Stand-alone Tank | 12000 | 1996-06-01 |  |  | 1 |  | Motor Vehicle Fueling |  | Regular Unleaded |  |  | Double Wall | Steel |  | Fiberglass |  | Yes | No | No | No | Double-walled | Pressure | Flexible |  | Flexible |  | Single-walled | Fiberglass |  | None |  | None | Steel |  | None |  | Steel |  | None |  | Yes | Yes | No | Single-walled | Fiberglass |  | No | No | Yes |  | Karla Barth | Operator | Annually |  | Site Plan Previously Submitted | Yes | Dry | EMC | 350 | Veeder Root | 794390-420 | No | [8 empty] | No | No |  | Yes | Annually |  | No |  | Yes | Dry | EMC | 350 | Veeder Root | 794390-208 | Yes | Yes | Yes | Red Jacket |  | No | [5 empty] | Yes | Annually |  | Yes |  | No | Yes | No |  | Continuous |  |  |  |  | 794390-208 | Yes | Yes | Yes | Yes | Single-walled | Vacuum | Yes | No | Yes | Yes | Yes | Yes | Yes | Yes | Yes | Yes | No | Yes | Yes | [8 empty] | Yes |  | Darren Salmond | Supervisor | Herb Glazier | Chairman | Tank Owner/Operator |  | Karla Barth | Operator | 2024-04-25 08:29 | 2024-04-25 08:52 | Jill Kearney | Mono County Health Department | CUPA
10489510 | 26-000-000655 | Tioga Gas Mart | 90414598 | Tioga Gas Mart | 22 Vista Point Dr | Lee Vining | 93541 | Renewal Permit | 002 | 10489510-002 | Trusco | One in a Compartmented Unit | 7000 | 1996-07-01 |  |  | 2 |  | Motor Vehicle Fueling |  | Premium Unleaded |  |  | Double Wall | Steel |  | Fiberglass |  | No | No | Yes | No | Double-walled | Pressure | Flexible |  | Flexible |  | Single-walled | Steel |  | None |  |  | Fiberglass |  | None |  | Steel |  |  |  | Yes | Yes | No | Single-walled | Fiberglass |  | No | No | Yes |  | Dennis Domaille | Owner | Annually |  | Site Plan Previously Submitted | Yes | Dry | Veeder Root/Gilbarco | TLS 350 | Gilbarco | 794380-420 | No | [8 empty] | No | No |  | No |  |  | No |  | Yes | Dry | Veeder Root/Gilbarco | TLS 350 | Gilbarco | 794380-208 | Yes | Yes | Yes | Red Jacket | FXV | No | [5 empty] | No |  |  | No |  | No | No | No |  | Continuous |  | Veeder Root/Gilbarco | TLS 350 | Gilbarco | 794380-208 | Yes | Yes | Yes | Yes | Single-walled |  |  | No | Yes | Yes | Yes | Yes | No | No | No | No | No | Yes | Yes | [8 empty] | Yes |  | Dennis Domaille | Owner | Pat Kolker | Chief Engineer | Facility Owner/Operator |  | Dennis Domaille | Owner | 2024-05-02 08:33 | 2024-05-02 11:28 | Jill Kearney | Mono County Health Department | CUPA
10489510 | 26-000-000655 | Tioga Gas Mart | 90414598 | Tioga Gas Mart | 22 Vista Point Dr | Lee Vining | 93541 | Renewal Permit | 003 | 10489510-003 | Trusco | One in a Compartmented Unit | 5000 | 1996-07-01 |  |  | 2 |  | Motor Vehicle Fueling |  | Diesel |  |  | Double Wall | Steel |  | Fiberglass |  | No | No | Yes | No | Double-walled | Pressure | Flexible |  | Flexible |  | Single-walled | Steel |  | None |  | None | None |  | None |  | Steel |  | None |  | Yes | Yes | No | Single-walled | Fiberglass |  | No | No | Yes |  | Dennis Domaille | Owner | Annually |  | Site Plan Previously Submitted | Yes | Dry | Veeder Root/Gilbarco | TLS 350 | Gilbarco | 794380-420 | No | [8 empty] | No | No |  | No |  |  | No |  | Yes | Dry | Veeder Root/Gilbarco | TLS 350 | Gilbarco | 794380-208 | Yes | Yes | Yes | Red Jacket | FXV | No | [5 empty] | No |  |  | No |  | No | No | No |  | Continuous |  | Veeder Root/Gilbarco | TLS 350 | Gilbarco | 794380-208 | Yes | Yes | Yes | Yes | Single-walled |  |  | No | Yes | Yes | Yes | Yes | No | No | No | No | No | Yes | Yes | [8 empty] | Yes |  | Dennis Domaille | Owner | Pat Kolker | Chief Engineer | Facility Owner/Operator |  | Dennis Domaille | Owner | 2024-05-02 08:33 | 2024-05-02 11:28 | Jill Kearney | Mono County Health Department | CUPA
10489510 | 26-000-000655 | Tioga Gas Mart | 90414598 | Tioga Gas Mart | 22 Vista Point Dr | Lee Vining | 93541 | Renewal Permit | 001 | 10489510-001 | Trusco | A Stand-alone Tank | 12000 | 1996-07-01 |  |  | 1 |  | Motor Vehicle Fueling |  | Regular Unleaded |  |  | Double Wall | Steel |  | Fiberglass |  | No | No | Yes | No | Double-walled | Pressure | Flexible |  | Flexible |  | Single-walled | Steel |  | None |  | None | Fiberglass |  | None |  | Steel |  | None |  | Yes | Yes | No | Single-walled | Fiberglass |  | No | No | Yes |  | Dennis Domaille | Owner | Annually |  | Site Plan Previously Submitted | Yes | Dry | Veeder Root/Gilbarco | TLS 350 | Gilbarco | 794380-420 | No | [8 empty] | No | No |  | No |  |  | No |  | Yes | Dry | Veeder Root/Gilbarco | TLS 350 | Gilbarco | 794380-208 | Yes | Yes | Yes | Red Jacket | FXV | No | [5 empty] | No |  |  | No |  | No | No | No |  | Continuous |  | Veeder Root/Gilbarco | TLS 350 | Gilbarco | 794380-208 | Yes | Yes | Yes | Yes | Single-walled |  |  | No | Yes | Yes | Yes | Yes | No | No | No | No | No | Yes | Yes | [8 empty] | Yes |  | Dennis Domaille | Owner | Pat Kolker | Chief Engineer | Facility Owner/Operator |  | Dennis Domaille | Owner | 2024-05-02 08:33 | 2024-05-02 11:28 | Jill Kearney | Mono County Health Department | CUPA
10491049 | 26-000-000370 | Timber Ridge Villas | 90415834 | Timber Ridge Villas | 671 John Muir Rd | Mammoth Lakes | 93546 | Renewal Permit | 001 | 10491049-001 | Trusco | A Stand-alone Tank | 1000 | 1997-07-01 |  |  | 1 |  | Other |  | Diesel | red diesel |  | Double Wall | Steel |  | Fiberglass |  | No | No | Yes | No | Single-walled | 23 CCR §2636(a)(3) Suction | Steel |  | None |  | None | Steel |  | None |  | None | None |  | None |  | None |  | None |  | Yes | Yes | No | No Dispensers | None |  | No | No | Yes |  | Tom Henderson | Manager | Annually |  | Site Plan Previously Submitted | Yes | Dry | Ronan | X76-AST-4X | Ronan | LS-3 | No | [8 empty] | No | No |  | No |  |  | No |  | No | [7 empty] | No |  |  | No | [5 empty] | No |  |  | No |  | Yes | No | No |  | No Dispensers | [12 empty] | No | Yes | Yes | Yes | No | No | No | No | No | No | No | Yes | [8 empty] | No |  | Tom Henderson | Manager |  |  | Authorized Representative of Owner |  | Tom Henderson | Manager | 2023-03-15 10:05 | 2023-03-15 16:17 | Jill Kearney | Mono County Health Department | CUPA
10629874 | 0094739 | Lee Vinning Chevron | 90590938 | Lee Vinning Chevron | 51557 Highway 395 | Lee Vining | 93541 | Confirmed/Updated Information | 003 | 10629874-003 | Joor Mfg. | A Stand-alone Tank | 10000 | 1998-08-10 |  |  | 1 |  | Motor Vehicle Fueling |  | Premium Unleaded |  |  | Double Wall | Steel |  | Jacketed |  | Yes | No | Yes | No | Double-walled | Pressure | Fiberglass |  | Fiberglass |  | Single-walled | Fiberglass |  | None |  | None | Fiberglass |  | None |  | Steel |  | None |  | Yes | Yes | No | Single-walled | Fiberglass |  | No | No | Yes |  | Peter Arrants | Owner | Annually |  | Site Plan Previously Submitted | Yes | Dry | Veeder-Root | TLS-350 | Veeder-Root | 794380-420 | No | [8 empty] | No | No |  | No |  |  | No |  | Yes | Dry | Veeder-Root | TLS-350 | Veeder-Root | 794380-208 | Yes | Yes | Yes | Veeder-Root | FX1V | No | [5 empty] | No |  |  | No |  | No | No | No |  | Continuous |  | VEEDER-ROOT | TLS-350 | Veeder-Root | 794380-208 | Yes | Yes | Yes | No | Single-walled |  |  | No | Yes | Yes | Yes | Yes | No | No | No | No | No | Yes | Yes | [8 empty] | Yes |  | Peter Arrants | Owner | Corey Auchoberry | Manager | Tank Owner/Operator |  | Peter Arrants | Owner | 2024-05-31 11:19 | 2024-06-05 11:18 | Jill Kearney | Mono County Health Department | CUPA
10629874 | 0094739 | Lee Vinning Chevron | 90590938 | Lee Vinning Chevron | 51557 Highway 395 | Lee Vining | 93541 | Confirmed/Updated Information | oo1 | 10629874-001 | Joor Mfg. | A Stand-alone Tank | 10000 | 1998-08-10 |  |  | 1 |  | Motor Vehicle Fueling |  | Regular Unleaded |  |  | Double Wall | Steel |  | Jacketed |  | Yes | No | Yes | No | Double-walled | Pressure | Fiberglass |  | Fiberglass |  | Single-walled | Fiberglass |  | None |  | None | Fiberglass |  | None |  | Steel |  | None |  | Yes | Yes | No | Single-walled | Fiberglass |  | No | No | Yes |  | Peter Arrants | Owner | Annually |  | Site Plan Previously Submitted | Yes | Dry | Veeder-Root | TLS-350 | Veeder-Root | 794380-420 | No | [8 empty] | No | No |  | No |  |  | No |  | Yes | Dry | Veeder-Root | TLS-350 | Veeder-Root | 794380-208 | Yes | Yes | Yes | Vaporless Mfg. (VMI) | 99LD-2000 | No | [5 empty] | No |  |  | No |  | No | No | No |  | Continuous |  | VEEDER-ROOT | TLS-350 | Veeder-Root | 794380-208 | Yes | Yes | Yes | No | Single-walled |  |  | No | Yes | Yes | Yes | Yes | No | No | No | No | No | Yes | Yes | [8 empty] | Yes |  | Peter Arrants | Owner | Corey Auchoberry | Manager | Tank Owner/Operator |  | Peter Arrants | Owner | 2024-05-31 11:19 | 2024-06-05 11:18 | Jill Kearney | Mono County Health Department | CUPA
10629874 | 0094739 | Lee Vinning Chevron | 90590938 | Lee Vinning Chevron | 51557 Highway 395 | Lee Vining | 93541 | Confirmed/Updated Information | 002 | 10629874-002 | Joor Mfg. | A Stand-alone Tank | 10000 | 1998-08-10 |  |  | 1 |  | Motor Vehicle Fueling |  | Diesel |  |  | Double Wall | Steel |  | Jacketed |  | Yes | No | Yes | No | Double-walled | Pressure | Fiberglass |  | Fiberglass |  | Single-walled | Fiberglass |  | None |  | None | None |  | None |  | Steel |  | None |  | Yes | Yes | No | Single-walled | Fiberglass |  | No | No | Yes |  | Peter Arrants | Owner | Annually |  | Site Plan Previously Submitted | Yes | Dry | Veeder-Root | TLS-350 | Veeder-Root | 794380-420 | No | [8 empty] | No | No |  | No |  |  | No |  | Yes | Dry | Veeder-Root | TLS-350 | Veeder-Root | 794380-208 | Yes | Yes | Yes | Veeder-Root | FX1DV | No | [5 empty] | No |  |  | No |  | No | No | No |  | Continuous |  | VEEDER-ROOT | TLS-350 | Veeder-Root | 794380-208 | Yes | Yes | Yes | No | Single-walled |  |  | No | Yes | Yes | Yes | Yes | No | No | No | No | No | Yes | Yes | [8 empty] | Yes |  | Peter Arrants | Owner | Corey Auchoberry | Manager | Tank Owner/Operator |  | Peter Arrants | Owner | 2024-05-31 11:19 | 2024-06-05 11:18 | Jill Kearney | Mono County Health Department | CUPA
10738924 |  | Mammoth Lakes Chevron | 90694342 | Mammoth Lakes Chevron | 3236 Main St | Mammoth Lakes | 93546 | Confirmed/Updated Information | 1 | 10738924-001 | Joor Mfg. | One in a Compartmented Unit | 12000 | 1996-06-07 |  |  | 2 | 87 Unleaded Main | Motor Vehicle Fueling |  | Regular Unleaded |  |  | Double Wall | Steel |  | Jacketed |  | No | No | Yes | No | Double-walled | Pressure | Fiberglass |  | Fiberglass |  | Single-walled | Fiberglass |  | Fiberglass |  | Single-walled | Fiberglass |  | Fiberglass |  | Steel |  | None |  | Yes | Yes | No | Single-walled | Fiberglass |  | No | No | Yes |  |  |  | Annually |  | New Plan Submitted | Yes | Dry | Veeder-Root | TLS-350 | Veeder-Root | 794390-420 | No | [8 empty] | No | No |  | No |  |  | No |  | Yes | Dry | Veeder-Root | TLS-350 | Veeder-Root | 794380-208 | Yes | Yes | Yes | Vaporless Mfg. (VMI) | 99LD-2000 | No | [5 empty] | No |  |  | No |  | No | No | No |  | Continuous |  | Veeder-Root | TLS-350 | Veeder-Root | 794380-208 | Yes | Yes | Yes | No | Single-walled |  |  | No | Yes | Yes | Yes | No | No | No | No | No | No | Yes | Yes | [7 empty] | Emergency Response Plan Employee Training & Procedures | Yes |  | Karl Teller | Owner | John Teller | Manager |  |  |  |  | 2024-05-31 08:44 | 2024-06-05 10:15 | Jill Kearney | Mono County Health Department | CUPA
10738924 |  | Mammoth Lakes Chevron | 90694342 | Mammoth Lakes Chevron | 3236 Main St | Mammoth Lakes | 93546 | Confirmed/Updated Information | 4 | 10738924-004 | Joor Mfg. | One in a Compartmented Unit | 7500 | 1996-06-07 |  |  | 2 |  | Motor Vehicle Fueling |  | Premium Unleaded |  |  | Double Wall | Steel |  | Jacketed |  | No | No | Yes | No | Double-walled | Pressure | Fiberglass |  | Fiberglass |  | Single-walled | Fiberglass |  | Fiberglass |  | Single-walled | Fiberglass |  | Fiberglass |  | Steel |  | None |  | Yes | Yes | No | Single-walled | Fiberglass |  | No | No | Yes |  |  |  | Annually |  | New Plan Submitted | Yes | Dry | Veeder-Root | TLS-350 | Veeder-Root | 794390-420 | No | [8 empty] | No | No |  | No |  |  | No |  | Yes | Dry | Veeder-Root | TLS-350 | Veeder-Root | 794380-208 | Yes | Yes | Yes | Vaporless Mfg. (VMI) | 99LD-2000 | No | [5 empty] | No |  |  | No |  | No | No | No |  | Continuous |  | Veeder-Root | TLS-350 | Veeder-Root | 794380-208 | Yes | Yes | Yes | No | Single-walled |  |  | No | Yes | Yes | Yes | No | No | No | No | No | No | Yes | Yes | [7 empty] | Emergency Response Plan Employee Training & Procedures | Yes |  | Karl Teller | Owner | John Teller | Manager |  |  |  |  | 2024-05-31 08:44 | 2024-06-05 10:15 | Jill Kearney | Mono County Health Department | CUPA
10738924 |  | Mammoth Lakes Chevron | 90694342 | Mammoth Lakes Chevron | 3236 Main St | Mammoth Lakes | 93546 | Confirmed/Updated Information | 3 | 10738924-003 | Joor Mfg. | One in a Compartmented Unit | 7500 | 1996-06-07 |  |  | 2 |  | Motor Vehicle Fueling |  | Diesel |  |  | Double Wall | Steel |  | Jacketed |  | No | No | Yes | No | Double-walled | Pressure | Fiberglass |  | Fiberglass |  | Single-walled | Fiberglass |  | Fiberglass |  | Single-walled | None |  | None |  | Steel |  | None |  | Yes | Yes | No | Single-walled | Fiberglass |  | No | No | Yes |  |  |  | Annually |  | New Plan Submitted | Yes | Dry | Veeder-Root | TLS-350 | Veeder-Root | 794390-420 | No | [8 empty] | No | No |  | No |  |  | No |  | Yes | Dry | Veeder-Root | TLS-350 | Veeder-Root | 794380-208 | Yes | Yes | Yes | Vaporless Mfg. (VMI) | 99LD-2000 | No | [5 empty] | No |  |  | No |  | No | No | No |  | Continuous |  | Veeder-Root | TLS-350 | Veeder-Root | 794380-208 | Yes | Yes | Yes | No | Single-walled |  |  | No | Yes | Yes | Yes | No | No | No | No | No | No | Yes | Yes | [7 empty] | Emergency Response Plan Employee Training & Procedures | Yes |  | Karl Teller | Owner | John Teller | Manager |  |  |  |  | 2024-05-31 08:44 | 2024-06-05 10:15 | Jill Kearney | Mono County Health Department | CUPA
10738924 |  | Mammoth Lakes Chevron | 90694342 | Mammoth Lakes Chevron | 3236 Main St | Mammoth Lakes | 93546 | Confirmed/Updated Information | 2 | 10738924-002 | Joor Mfg. | One in a Compartmented Unit | 3000 | 1996-06-07 |  |  | 2 | 87 Unleaded Auxillary | Motor Vehicle Fueling |  | Regular Unleaded |  |  | Double Wall | Steel |  | Jacketed |  | No | No | Yes | No | Double-walled | Pressure | Fiberglass |  | Fiberglass |  | Single-walled | Fiberglass |  | Fiberglass |  | Single-walled | Fiberglass |  | Fiberglass |  | Steel |  | None |  | Yes | Yes | No | Single-walled | Fiberglass |  | No | No | Yes |  |  |  | Annually |  | New Plan Submitted | Yes | Dry | Veeder-Root | TLS-350 | Veeder-Root | 794390-420 | No | [8 empty] | No | No |  | No |  |  | No |  | Yes | Dry | Veeder-Root | TLS-350 | Veeder-Root | 794380-208 | Yes | Yes | Yes | Vaporless Mfg. (VMI) | 99LD-2000 | No | [5 empty] | No |  |  | No |  | No | No | No |  | Continuous |  | Veeder-Root | TLS-350 | Veeder-Root | 794380-208 | Yes | Yes | Yes | No | Single-walled |  |  | No | Yes | Yes | Yes | No | No | No | No | No | No | Yes | Yes | [7 empty] | Emergency Response Plan Employee Training & Procedures | Yes |  | Karl Teller | Owner | John Teller | Manager |  |  |  |  | 2024-05-31 08:44 | 2024-06-05 10:15 | Jill Kearney | Mono County Health Department | CUPA

## UST Cert of Installation & Mod
Facility Identification and Location | [5 empty] | UST Certification Project Type |  |  |  |  | Work Authorized Under Permit |  | Contractor Information |  |  | Certification / Applicant Information | [5 empty] | Submittal / Acceptance Information |  |  | Regulator Information
1a | 1 | 3 | 103 | 104 |  | 483a-1 | 483a-2 | 483a-3 | 483a-4 | 483a-5 | 483b | 483c | 482a | 482b | 482c | 484 | 485 | 486 | 487 | 488 | 489
CERS ID | Facility ID | Facility Name | Facility Street Address | Facility City | Facility ZIP Code | Tank Installation / Replacement | Piping Installation / Replacement | Sump Installation / Replacement | Under Dispenser Containment Installation / Replacement | Other | Work Authorized Under Permit (Number or Date) | Description of Work Being Certified | Name of Contractor Who Performed Installation/ Modification | Contractor's License Number | Contractor's ICC Certification Number | Date Certified | Certifier’s Name | Certifier’s Title | Phone Number | Name of Certifier’s Employer | Certifier’s Relationship to Tank Owner | Date Submitted to CERS | Date Accepted by Regulator | Regulator Agent Name | Regulator Name | Regulator Type