## Overview
CERS UST Facility/Tank Data Download
This spreadsheet contains UST Facility, Tank, Monitoring Plan, and Certification of Installation/Modification data exported from the California Environmental Reporting System (CERS). Use Excel's worksheet tabs or the hyperlinks below to access the export data. Please note, this exported data only includes data that has been "Accepted" by Regulators. Any UST Facility data that has been "Submitted" but has never been "Accepted" by a Regulator is not shown.
Tank counts:
• | The ‘UST Facility Info’ table (the first generated worksheet) Field 404, ‘Total Number of USTs’, provides a count of all active tanks listed in the last accepted submittal shown on that table. It may not be equal to the next worksheet ‘UST Tank and Monitoring Plan Info Count of Exported Records’ shown on this page. The UST Tank and Monitoring Plan Info is a count of all tanks reported on all accepted submittals. In some cases, such as if a tank ID is altered or a business user reports additional tanks on a submittal, there will be tanks reported on one submittal and not on another. The ‘UST Tank and Monitoring Plan Info Count of Exported Records’ includes all such tanks.
• | Date Range vs No Date Range:
| o | Tanks reported in CERS that do not have a tank install date will be reported if no date range is selected. They will not be reported if a date range is selected.
| o | UPA staff are encouraged to ensure that all active tanks have a tank installation date and that all permanently closed or removed tanks have a tank closure date.
• | Report 6: This report will report all tanks and therefore should be consistent with ‘UST Tank and Monitoring Plan Info Count of Exported Records’. The date range limitations are also the same, tank records with no date installed or closed will not be counted if the report is run with a date range.
Data Export Date/Time: |  |  | 8/14/2024 3:47:40 PM
Record Filtering Criteria (if any): |  |  | Facility regulated by "San Benito County Health Department".
Generated Worksheets |  |  | Count of Exported Records
UST Facility Info |  |  | 23
UST Tank & Monitoring Plan Info |  |  | 57
UST Cert of Installation & Mod |  |  | 0
For more information about the meaning of the Unified Program Data Dictionary (UPDD) codes, visit the CUPA Data Registry at the following URL:
https://cersapps.calepa.ca.gov/DataRegistry

## UST Facility Info
Facility Identification and Location | [9 empty] | General UST Facility Permit Info | [6 empty] | Property Owner | [6 empty] | Tank Owner | [7 empty] | Tank Operator | [6 empty] | Petroleum UST Financial Responsibility Mechanism(s) | [10 empty] | Certification / Applicant Information |  |  |  | Submittal / Acceptance Information |  |  |  | Regulator Information
1a | 1 |  |  | 3 | 103 | 104 |  |  |  | 400 | 403 | 421 | 423 | 404 | 405 | 406 | 407 | 408 | 409 | 410 | 411 | 412 | 412a | 414 | 415 | 416 | 417 | 418 | 419 | 419a | 420 | 428-1 | 428-2 | 428-3 | 428-4 | 428-5 | 428-6 | 428-7 | 422-1 | 422-2 | 422-3 | 422-4 | 422-5 | 422-6 | 422-8 | 422-9 | 422-10 | 422-99 | 422-99a | 424 | 426 | 427 | 425
CERS ID | Facility ID | Organization Name | Organization Code | Facility Name | Facility Street Address | Facility City | Facility ZIP Code | Latitude Measure | Longitude Measure | Type of Action | UST Facility Type | BOE Number | Permit Holder Notification Information | Total Number of USTs | Indian or Trust Land | Supervisor of Division, Section, or Office | Name | Phone | Mailing Address | City | State | ZIP Code | Country | Name | Phone | Mailing Address | City | State | ZIP Code | Country | Type | Name | Phone | Mailing Address | City | State | ZIP Code | Country | Self- Insured | Guarantee | Insurance | Surety Bond | Letter of Credit | Exemption | State Fund and CFO letter | State Fund and CD | Local Government Mechanism | Other | Other Description | Date Certified | Applicant Name | Applicant Title | Applicant Phone | Date Submitted to CERS | Date Accepted by Regulator | Regulator Comment | Regulator Agent Name | Regulator Name | Regulator Type
10136377 |  | PG&E | 90000226 | PG&E Hollister Service Center | 7th and Sally Streets | Hollister | 95023 | 37.1481 | -119.6442 | Permanent Facility Closure | Motor Vehicle Fueling | 44002884 | Tank Operator | 0 | No |  | PG&E | 415-973-7204 | 77 Beale Street | San Francisco | CA | 94105 | United States | PG&E Attn: Environmental Mgmt | 415-973-7204 | 77 Beale Street | San Francisco | CA | 94105 | United States | Non-Government | PG&E Attn: Polo Gonzalez | 707-338-4957 | 150 7th Street | Hollister | CA | 95023 | United States | No | No | No | Yes | No | No | No | No | No | Yes | State Fund + Surety Bond |  | Ron Miranda | Environmental Field Specialist | 831-334-8701 | 2021-05-10 14:59 | 2021-05-19 10:45 | subject to field inspection to be schedule in accordance with the UPA's existing inspection schedule. | Olga Vargas | San Benito County Health Department | CUPA
10156411 | FA0000743 | Safeway, Inc. | 90129313 | Safeway Fuel Center #1757 | 591 Tres Pinos Rd | Hollister | 95023 | 36.8385 | -121.3917 | Confirmed/Updated Information | Motor Vehicle Fueling | 044040801 | Tank Owner | 3 | No |  | Safeway, Inc. | 925-467-3000 | 6000 Stoneridge Mall Rd / PO Box 9070 | Pleasanton | CA | 94588 | United States | Safeway, Inc. | 925-469-7000 | 5918 Stoneridge Mall Rd. | Pleasanton | CA | 94588 | United States | Non-Government | Safeway, Inc. | 925-467-3000 | PO Box 9070 / 6000 Stoneridge Mall Rd. | Pleasanton | CA | 94588 | United States | No | No | Yes | No | No | No | No | No | No | No |  |  | Ron Lee | Environmental Manager | 925-469-7513 | 2024-02-21 12:33 | 2024-07-22 12:13 | Subject to field inspection to be scheduled in accordance with the UPA's existing inspection schedule. | Olga Vargas | San Benito County Health Department | CUPA
10403383 | 08-064 | PACIFIC BELL TELEPHONE COMPANY dba AT&T CALIFORNIA | 90002299 | AT&T California - NE037 | 540 Sally St | Hollister | 95023 | 36.8507 | -121.4001 | Confirmed/Updated Information | Other | 44011914 | Tank Operator | 1 | No |  | Pacific Bell Telephone Company dba AT&T California | (800) 566-9347 | 311 S. Akard Street, Floor 12 | Dallas | TX | 75202 | United States | Pacific Bell Telephone Company dba AT&T California | (800) 566-9347 | 311 S. Akard Street, Floor 12 | Dallas | TX | 75202 | United States | Non-Government | Pacific Bell Telephone Company dba AT&T California | (800) 566-9347 | 311 S. Akard Street, Floor 12 | Dallas | TX | 75202 | United States | No | No | Yes | No | No | No | No | No | No | No |  |  | Sarah Bullock | Authorized Agent to AT&T | (800) 566-9347 | 2024-05-30 11:08 | 2024-07-31 10:13 | Subject to field inspection to be scheduled in accordance with the UPA's existing inspection schedule. | Olga Vargas | San Benito County Health Department | CUPA
10403395 | FA0000039 | Trical Inc. | 90364801 | Trical Hollister | 8770 Highway 25 | Hollister | 95023 | 36.944 | -121.504 | Confirmed/Updated Information | Other | 4401971 | Tank Owner | 1 | No | Jean-Paul Tarman | H.M.S Company | (831) 637-0195 | 8100 Arroyo Circle | Gilroy | CA | 95020 | United States | H.M.S. Company | (831) 637-0195 | 8100 Arroyo Circle | Gilroy | CA | 95020 | United States | Non-Government | Trical, Inc. | (831) 637-0195 | 8100 Arroyo Circle | Gilroy | CA | 95020 | United States | No | No | No | No | No | No | Yes | No | No | No |  |  | Amy Thompson | Safety Specialist | (831) 637-0195 | 2023-02-24 14:06 | 2023-03-02 16:36 | Subject to field inspection to be scheduled in accordance with the UPA's existing inspection schedule. | Olga Vargas | San Benito County Health Department | CUPA
10419946 |  | Quik Stop Markets, Inc. | 90370432 | Quik Stop Mkt #129 | 1300 San Juan Rd | Hollister | 95023 | 36.8534 | -121.4216 | Confirmed/Updated Information | Motor Vehicle Fueling | 44018763 | Tank Owner | 3 | No |  | CARMEN & IRMGARD GIPPETTI | (408) 848-2985 | 3150 DRYDEN AVENUE | GILROY | CA | 95020 | United States | QUIK STOP MARKETS, INC. | 508-270-4444 | 165 Flanders Road | Westborough | MA | 01581 | United States | Non-Government | QUIK STOP MARKETS, INC. | 508-270-4444 | 165 Flanders Road | Westborough | MA | 01581 | United States | No | No | Yes | No | No | No | Yes | No | No | No |  |  | ROGER BATRA | DIRECTOR, ENVIRONMENTAL AFFAIRS | (510) 445-2285 | 2024-07-03 09:54 | 2024-07-17 11:23 | Subject to field inspection to be scheduled in accordance with the UPA's existing inspection schedule. | Olga Vargas | San Benito County Health Department | CUPA
10419949 |  | Quik Stop Markets, Inc. | 90370432 | Quik Stop Mkt #131 | 10 San Felipe Rd | Hollister | 95023 | 36.8569 | -121.4023 | Confirmed/Updated Information | Motor Vehicle Fueling | 44018763 | Tank Owner | 3 | No |  | Louie J. Croce | (510) 797-3467 | 34254 Fremont Blvd. | Fremont | CA | 94555 | United States | Quik Stop Markets, Inc. | 508-270-4444 | 165 Flanders Road | Westborough | MA | 01581 | United States | Non-Government | Quik Stop Markets, Inc. | 508-270-4444 | 165 Flanders Road | Westborough | MA | 01581 | United States | No | No | Yes | No | No | No | Yes | No | No | No |  |  | Roger Batra, for Quik Stop Mkts., Inc. | Director of Environmental Affairs | (510) 445-2285 | 2024-07-03 10:51 | 2024-07-22 08:52 | Subject to field inspection to be scheduled in accordance with the UPA's existing inspection schedule. | Olga Vargas | San Benito County Health Department | CUPA
10420816 |  | Liaoning Benefit Petroleum(US) Corp. | 90159532 | DK-Chevron | 631 San Felipe Rd | Hollister | 95023 | 36.8657 | -121.4008 | Confirmed/Updated Information | Motor Vehicle Fueling | 44048806 | Facility Operator | 3 | No |  | Kun Ding | 4088888006 | 42840 Christy St. suite 209 | Fremont | CA | 94538 | United States | Liaoning Benefit Petroleum(us) Corp. | 5106249927 | 42840 Christy St. suite 209 | Fremont | CA | 94538 | United States | Non-Government | Liaoning Benefit Petroleum(us) Corp. | 5106249927 | 42840 Christy St. Suite 209 | Fremont | CA | 94538 | United States | No | No | No | No | No | No | Yes | No | No | No | [5 empty] | 2023-09-08 09:59 | 2024-01-03 09:22 | Subject to field inspection to be scheduled in accordance with the UPA's existing inspection schedule. | Olga Vargas | San Benito County Health Department | CUPA
10441423 | 08-061 | PACIFIC BELL TELEPHONE COMPANY dba AT&T CALIFORNIA | 90002299 | AT&T California - NE087 | 110 Third St | San Juan Bautista | 95045 |  |  | Confirmed/Updated Information | Other | 44031914 | Tank Operator | 1 | No |  | Pacific Bell Telephone Company dba AT&T California | (800) 566-9347 | 311 S. Akard Street, Floor 12 | Dallas | TX | 75202 | United States | Pacific Bell Telephone Company dba AT&T California | (800) 566-9347 | 311 S. Akard Street, Floor 12 | Dallas | TX | 75202 | United States | Non-Government | Pacific Bell Telephone Company dba AT&T California | (800) 566-9347 | 311 S. Akard Street, Floor 12 | Dallas | TX | 75202 | United States | No | No | Yes | No | No | No | No | No | No | No |  |  | Sarah Bullock | Authorized Agent to AT&T | (800) 566-9347 | 2024-05-30 11:12 | 2024-07-31 09:08 | Subject to field inspection to be scheduled in accordance with the UPA's existing inspection schedule. | Olga Vargas | San Benito County Health Department | CUPA
10471912 |  | DASSEL'S PETROLEUM INC | 90163555 | Dassel's Petroleum Inc | 31 Wright Rd | Hollister | 95023 | 36.8688 | -121.402 | Permanent Facility Closure | Motor Vehicle Fueling | 44052035 | Facility Operator | 0 | No |  | EDPO LLC | 312-254-5962 | 10 S. Wacker Dr., STE 3325 | Chicago | IL | 60606 | United States | EDPO LLC | 312-254-5962 | 10 Wacker Dr., STE 3325 | Chicago | IL | 60606 | United States | Non-Government | EDPO LLC dba Dassel's Petroleum | 831-636-5100 | 31 Wright Rd | Hollister | CA | 95023 | United States | No | No | No | No | No | No | Yes | No | No | No |  |  | Pete Carpenedo | Safety, code compliance | 831-636-5100 | 2023-02-17 12:35 | 2023-02-17 12:55 | Subject to field inspection to be scheduled in accordance with UPA's existing inspection schedule | Olga Vargas | San Benito County Health Department | CUPA
10481305 |  | City Hall | 90409036 | Hollister Muncipal Airport | 60 Airport Dr | Hollister | 95023 | 36.8889 | -121.4032 | Confirmed/Updated Information | Fuel Distribution | 44687382 | Facility Owner | 2 | No | Cheryl Mullen | City of Hollister | 831-636-4301 | 375 Fifth Street | Hollister | CA | 95023 | United States | City of Hollister | 831-636-4365 | 60 Airport Drive | Hollister | CA | 95023 | United States | Local Agency/District | City of Hollister | 831-636-4365 | 60 Airport Drive | Hollister | CA | 95023 | United States | No | No | No | No | No | No | Yes | No | No | No | [5 empty] | 2024-02-29 10:38 | 2024-07-30 15:58 | Subject to field inspection to be scheduled in accordance with the UPA's existing inspection schedule. | Olga Vargas | San Benito County Health Department | CUPA
10484902 |  | City Hall | 90409036 | Public Works | 1321 South St | Hollister | 95023 | 36.8489 | -121.4203 | Confirmed/Updated Information | Motor Vehicle Fueling | 44019684 | Facility Owner | 2 | No | Henry Gonzales | City of Hollister | 831-636-4300 | 375 Fifth Street | Hollister | CA | 95023 | United States | City of Hollister | 831-637-4370 | 1321 South Street | Hollister | CA | 95023 | United States | Local Agency/District | City of Hollister | 831-636-4370 | 1321 South Street | Hollister | CA | 95023 | United States | No | No | No | No | No | No | Yes | No | No | No | [5 empty] | 2024-02-29 06:20 | 2024-07-25 11:58 | Subject to field inspection to be scheduled in accordance with the UPA's existing inspection schedule. | Olga Vargas | San Benito County Health Department | CUPA
10505731 | FA0000237 | Ranch Gas & Food | 90431959 | Ranch Gas & Food | 105 San Felipe Rd | Hollister | 95023 | 36.8569 | -121.4015 | Confirmed/Updated Information | Motor Vehicle Fueling | 44043387 | Facility Owner | 2 | No |  | sunil kapoor | 4088861234 | 105 san felipe road | hollister | ca | 95023 | United States | sunil kapoor | 4088861234 | 105 san felipe road | HOLLISTER | CA | 95023 | United States | Non-Government | Sunil Kapoor | 4088861234 | 105 San Felipe Road | HOLLISTER | CA | 95023 | United States | No | No | No | No | No | No | Yes | No | No | No | [5 empty] | 2023-09-01 12:47 | 2023-09-06 11:17 | Subject to field inspection to be scheduled in accordance with the UPA's existing inspection schedule. | Olga Vargas | San Benito County Health Department | CUPA
10612576 | FA0000225 | Hollister Chevron | 90577666 | Hollister Chevron | 590 Tres Pinos Rd | Hollister | 95023 | 36.8394 | -121.3916 | Confirmed/Updated Information | Motor Vehicle Fueling | 44040927 | Facility Owner | 4 | No |  | DAVID DOAN | 831-6371171 | 590 TRES PINOS ROAD | HOLLISTER | CA | 95023 | United States | DAVID DOAN | 8316371171 | 590 TRES PINOS | HOLLISTER | CA | 95023 | United States | Non-Government | DAVID DOAN | 831 6371171 | 590 TRES PINOS RD | HOLLISTER | CA | 95023 | United States | No | No | No | No | No | No | Yes | No | No | No |  |  | MAGGIE NGUYEN | MANAGER | 4086279859 | 2024-04-25 10:45 | 2024-07-30 09:20 | Subject to field inspection to be scheduled in accordance with the UPA's existing inspection schedule. | Olga Vargas | San Benito County Health Department | CUPA
10624252 | FA0000235 | City Gas & Liquor | 90586954 | City Gas & Liquor | 5 San Benito St | Hollister | 95023 | 36.8564 | -121.4016 | Confirmed/Updated Information | Motor Vehicle Fueling | 44046093 | Facility Owner | 2 | No |  | Moon S Kim | 6504644660 | 5 San Benito St, Hollister, CA 95023 | HOLLISTER | CA | 95023 | United States | Moon S Kim | 6504644660 | 5 San Benito St, | Hollister | CA | 95023 | United States | Non-Government | Moon S Kim | 6504644660 | 5 San Benito St, Hollister, CA 95023 | HOLLISTER | CA | 95023 | United States | No | No | No | No | No | No | Yes | No | No | No | [5 empty] | 2024-05-01 10:07 | 2024-07-31 09:11 | Subject to field inspection to be scheduled in accordance with the UPA's existing inspection schedule. | Olga Vargas | San Benito County Health Department | CUPA
10628536 |  | Tres Pinos Country Store | 90589912 | Tres Pinos Market, LLC | 6851 Airline Hwy | Tres Pinos | 95075 | 36.7906 | -121.3221 | Confirmed/Updated Information | Motor Vehicle Fueling | 44035499 | Facility Owner | 3 | No |  | Hope Esperanza Jimenez | 4084226283 | P.O. Box 1152 | Tres Pinos | Ca | 95075 | United States | Hope Esperanza Jimenez | 408-422-6283 | P.O. Box 1152 | Tres Pinos | Ca | 95075 | United States | Non-Government | Hope Esperanza Jimenez | 408-422-6283 | P.O. Box 1152 | Tres Pinos | Ca | 95075 | United States | No | No | No | No | No | No | Yes | No | No | No |  |  | Wayne Pfeffer | Owner | 4085-612-5713 | 2023-11-22 13:38 | 2024-01-03 10:39 | Subject to field inspection to be scheduled in accordance with the UPA's existing inspection schedule. | Olga Vargas | San Benito County Health Department | CUPA
10631986 | 10631986 | KBhatia, INC./ DBA K & K Valero | 90592984 | K & K Valero | 63 Muckelemi St | San Juan Bautista | 95045 | 36.8455 | -121.5439 | Confirmed/Updated Information | Motor Vehicle Fueling | 44047425 | Facility Operator | 2 | No |  | kathleen manning | 8318016937 | 130 san juan bautista hwy | san juan bautista | ca | 95045 | United States | kashmiri Bhatia | 4084600262 | 1921 Lavender Way | gilroy | ca | 95020 | United States | Non-Government | Kashmiri Bhatia | 4084600262 | 1921 Lavender Way | Gilroy | ca | 95020 | United States | No | No | No | No | No | No | Yes | No | No | No |  |  | kashmiri bhatia | owner | 4084600262 | 2022-04-18 15:27 | 2022-04-19 09:59 | Subject to field inspection to be scheduled in accordance with the UPA's existing inspection schedule. | Olga Vargas | San Benito County Health Department | CUPA
10634578 | FA0000166 | Arco AM/PM | 90595855 | Arco AM/PM | 301 Gateway DR | HOLLISTER | 95023 | 36.8627 | -121.4026 | Confirmed/Updated Information | Motor Vehicle Fueling | 44143926 | Facility Owner | 3 | No |  | BLACKGOLD PARTNERS 2 INC | 8316389500 | 301 GATEWAY DR | HOLLISTER | CA | 95023 | United States | BLACKGOLD PARTNERS 2 INC | 8316389500 | 301 GATEWAY DR | HOLLISTER | CA | 95023 | United States | Non-Government | BLACKGOLD PARTNERS 2 INC | 8316389500 | 301 GATEWAY DR | HOLLISTER | CA | 95023 | United States | No | No | No | No | No | No | Yes | No | No | No |  |  | SHASHI SHARMA | SECRETARY | 4085693396 | 2023-12-07 14:11 | 2024-01-03 10:45 | Subject to field inspection to be scheduled in accordance with the UPA's existing inspection schedule. | Olga Vargas | San Benito County Health Department | CUPA
10634854 | FA0000232 | R-C MINI MART INC | 90378790 | BMF Racing Co. | 250 San Benito ST | HOLLISTER | 95023 | 36.8539 | -121.4022 | Confirmed/Updated Information | Motor Vehicle Fueling | 44047995 | Facility Owner | 3 | No |  | R&C Minimart Inc. | 831-313-1502 | po box 3008 | gonzales | CA | 93926 | United States | R&C minimart Inc. | (831) 305-3796 | 250 SAN BENITO ST | HOLLISTER | CA | 95023 | United States | Non-Government | BMF Racing Co. | (831) 305-3796 | 250 SAN BENITO ST | HOLLISTER | CA | 95023 | United States | No | No | No | No | No | No | Yes | No | No | No |  |  | KHE LE | CO-OWNER | 408-307-6481 | 2024-02-29 09:31 | 2024-07-22 11:19 | Subject to field inspection to be scheduled in accordance with the UPA's existing inspection schedule. | Olga Vargas | San Benito County Health Department | CUPA
10634860 | FA0000233 | LUCKY ZONE, INC | 90378808 | One Stop Gas & Liquors Inc. | 710 San Benito ST | HOLLISTER | 95023 | 36.846 | -121.4023 | Confirmed/Updated Information | Motor Vehicle Fueling | 44047701 | Tank Operator | 2 | No |  | Jessie Investment Corporation | 8319027045 | 710 San Benito Road | Hollister | CA | 95023 | United States | Jessie Investment Corporation | 8319027045 | 710 San Benito Street | Hollister | CA | 95023 | United States | Non-Government | One Stop Gas & Liquors Inc. | 209-423-1420 | 710 San Benito | Hollister | CA | 95023 | United States | No | No | No | No | No | No | Yes | No | No | No |  |  | Jessie Brar | Owner | 8319027045 | 2024-01-30 12:27 | 2024-07-16 08:50 | subject to field inspection to be scheduled in accordance with the UPA's existing inspection schedule. | Olga Vargas | San Benito County Health Department | CUPA
10634950 | FA0000259 | SHOP N SAVE | 90596407 | SHOP N SAVE | 1615 SAN JUAN RD | HOLLISTER | 95023 | 36.8529 | -121.4239 | Confirmed/Updated Information | Motor Vehicle Fueling | 44049769 | Facility Owner | 3 | No | AMIT WALIA | AMIT WALIA | 831-262-2001 | 10 RHINE CIRCLE | salinas | CA | 93906 | United States | AMIT WALIA | 831-262-2001 | 10 RHINE CIRCLE | SALINAS | CA | 93906 | United States | Non-Government | AMIT WALIA | 831-262-2001 | 10 RHINE CIRCLE | SALINAS | CA | 93906 | United States | No | No | No | No | No | No | Yes | No | No | No |  |  | AMIT WALIA | OWNER | 831-262-2001 | 2022-04-13 13:07 | 2022-04-13 13:24 | Subject to field inspection to be scheduled in accordance with the UPA's existing inspection schedule. | Olga Vargas | San Benito County Health Department | CUPA
10635088 | FA0000297 | HAZEL HAWKINS HOSPITAL | 90596608 | HAZEL HAWKINS HOSPITAL | 911 SUNSET DR | HOLLISTER | 95023 | 36.8337 | -121.3861 | Confirmed/Updated Information | Other | 44032062 | Facility Operator | 1 | No | Adrian Flores | San Benito Health Care District | 8316375711 | 911 Sunset Drive | Hollister | CA | 95023 | United States | San Benito Health Care District | 8316375711 | 911 Sunset Drive | Hollister | CA | 95023 | United States | Local Agency/District | Robert Ortega | 8319012775 | 911 Sunset Drive | Hollister | CA | 95023 | United States | No | No | Yes | No | No | No | No | No | No | No | [5 empty] | 2022-09-22 13:45 | 2022-10-06 12:32 | Subject to field inspection to be scheduled in accordance with the UPA's existing inspection schedule. | Olga Vargas | San Benito County Health Department | CUPA
10635112 | FA0000304 | SHELL GAS & MINI MART | 90607741 | SHELL GAS & MINI MART | 490 TRES PINOS RD | HOLLISTER | 95023 | 36.8397 | -121.394 | Confirmed/Updated Information | Motor Vehicle Fueling | 44051497 | Facility Owner | 3 | No |  | kulwinder singh | 4084274185 | 360 nectar ct | gilroy | ca | 95020 | United States | kulwinder singh | 4084274185 | 360 nectar ct | gilroy | ca | 95020 | United States | Non-Government | kulwinder singh | 4084274185 | 360 nectar ct | gilroy | ca | 95020 | United States | No | No | No | No | No | No | Yes | No | No | No |  |  | kulwinder singh | owner | 4084274185 | 2024-02-22 09:49 | 2024-07-22 16:26 | Subject to field inspection to be scheduled in accordance with the UPA's existing inspection schedule. | Olga Vargas | San Benito County Health Department | CUPA
10709776 |  | Torres Inc./ Printex Concrete Products | 90707959 | Torres Inc./Printex Concrete Products | 1601 Lana Way | Hollister | 95023 | 36.8847 | -121.3958 | Confirmed/Updated Information | Other | 4400000 | Facility Owner | 4 | No |  | Torres Inc. | 650-967-7219 | 1601 Lana Way | Hollister | CA | 95023 | United States | Torres Inc. | 650-967-7219 ext.101 | 1601 Lana Way | Hollister | CA | 95023 | United States | Non-Government | Torres Inc./Printex Concrete Products | 650-967-7219 ext.101 | 1601 Lana Way | Hollister | CA | 95023 | United States | No | No | No | No | No | No | Yes | No | No | No | [5 empty] | 2022-12-29 09:11 | 2023-01-09 10:38 | Subject to field in inspection to be scheduled in accordance with the UPA's existing inspection schedule. | Olga Vargas | San Benito County Health Department | CUPA

## UST Tank & Monitoring Plan Info
Facility Identification and Location | [7 empty] | General UST Tank Permit Info | [10 empty] | Tank Use and Contents |  |  |  |  | Tank Construction |  |  |  |  | Tank Overfill Prevention |  |  |  | Product / Waste Piping Construction | [6 empty] | Vent Piping Construction |  |  |  | Vent Piping Transition Sumps | Vapor Recovery (VR) Piping Construction |  |  |  | Riser / Fill Pipe Piping Construction |  |  |  | Fill Components Installed |  |  | Under Dispenser Containment (UDC) |  |  | Corrosion Prevention |  |  | UST Tank Certification / Applicant Information |  |  | Equipment Testing and Preventive Maintenance |  | Site Plot Plan Submitted | Continuous Electronic Tank Monitoring | [5 empty] | Automatic Tank Gauging | [8 empty] | Monthly Statistical Inventory Reconciliation | Weekly Manual Tank Gauge |  | Tank Integrity Testing |  |  | Other Tank Monitoring |  | Continuous Monitoring of Piping Secondary Containment | [7 empty] | Mechanical Line Leak Detector Performs 3 GPH Leak Test |  |  | Electronic Line Leak Detector Performs 3 GPH Leak Test | [5 empty] | Pipeline Integrity Testing |  |  | Visual Pipeline Monitoring |  | Suction Piping Meets Exemption Criteria | No Regulated Piping Per Health and Safety Code, Division 20, Chapter 6.7 Is Connected To The Tank System | Other Pipeline Monitoring |  | Under Dispenser Containment (UDC) Monitoring | [12 empty] | Periodic System Testing |  |  | Recordkeeping | [7 empty] | Training | [9 empty] | Comments and Additional Information | Personnel Responsibilities |  |  |  | UST Monitoring Plan Certification / Applicant Information |  |  |  | Submittal / Acceptance Information |  |  | Regulator Information
1a | 1 |  |  | 3 | 103 | 104 |  | 430 | 432 | 432-a | 433 | 434 | 436 | 435 | 430-a | 430-b | 437 | 438 | 439 | 439a | 440 | 440a | 440b | 443 | 444 | 444a | 445 | 445a | 452a | 452b | 452c | 452d | 460 | 458 | 464 | 464a | 464b | 464c | 464d | 464e | 464e1 | 464f | 464f1 | 464i | 464g | 464g1 | 464h | 464h1 | 464j | 464j1 | 464k | 464k1 | 451-a | 451-b | 451-c | 469a | 469b | 469c | 448a | 448b | 448c | 470 | 471 | 472 | 490-3a | 490-3b | 490-4 | 490-5 | 490-6 | 490-7 | 490-8 | 490-9 | 490-10 | 490-11 | 490-12 | 490-13 | 490-14 | 490-15 | 490-16 | 490-17 | 490-18 | 490-19 | 490-20 | 490-21 | 490-22 | 490-23 | 490-24 | 490-25 | 490-26 | 490-27 | 490-28 | 490-29 | 490-30 | 490-31 | 490-32 | 490-33 | 490-34 | 490-35 | 490-36 | 490-37 | 490-38 | 490-39 | 490-40 | 490-41 | 490-42 | 490-43 | 490-44 | 490-45 | 490-46 | 490-47 | 490-48 | 490-49 | 490-50 | 490-51 | 490-52 | 490-53 | 490-54a | 490-54b | 490-55 | 490-56 | 490-57 | 490-58 | 490-59 | 490-60 | 490-61 | 490-62 | 490-63 | 490-64a | 490-64b | 490-65 | 490-66 | 490-67 | 490-68a | 490-68b | 490-68c | 490-68d | 490-68e | 490-68f | 490-68g | 490-68h | 490-69a | 490-69b | 490-69c | 490-69d | 490-69e | 490-69f | 490-69g | 490-69h | 490-69i | 490-70 | 490-71 | 490-72 | 490-73 | 490-74 | 490-75 | 490-76 | 490-77 | 490-78 | 490-79
CERS ID | Facility ID | Organization Name | Organization Code | Facility Name | Facility Street Address | Facility City | Facility ZIP Code | Type of Action | Tank ID # | CERS TankID | Tank Manufacturer | Tank Configuration | Tank Capacity In Gallons | Date UST System Installed | Date UST Permanently Closed | Date Existing UST Discovered | Number of Compartments in the Unit | Additional Description | Tank Use | Specify Other Tank Use | Tank Contents | Specify Other Petroleum | Specify Other Non-Petroleum | Type of Tank | Tank Primary Containment Construction | Other Primary Containment Construction | Tank Secondary Containment Construction | Other Secondary Containment Construction | Audible/ Visual Alarms | Ball Float | Fill Tube Shut-Off Valve | Exempt | Piping Construction | Piping System Type | Primary Containment Construction | Other Primary Containment Construction | Secondary Containment Construction | Other Secondary Containment Construction | Piping/Turbine Containment Sump | Primary Containment Construction | Other Primary Containment Construction | Secondary Containment Construction | Other Secondary Containment Construction | Vent Piping Transition Sumps | Primary Containment Construction | Other Primary Containment Construction | Secondary Containment Construction | Other Secondary Containment Construction | Primary Containment Construction | Other Primary Containment Construction | Secondary Containment Construction | Other Secondary Containment Construction | Spill Bucket Installed | Striker Plate / Bottom Protector Installed | Containment Sump | Construction Type | Construction Material | Other Construction Material | Sacrificial Anode | Impressed Current | Isolation | Date Certified | Applicant Name | Applicant Title | Monitoring Equipment Serviced | Other Frequency of Monitoring Equipment Service | Site Plot Plan Submitted | Continuous Electronic Tank Monitoring | Tank Secondary Containment System | Electronic Monitor Panel Manufacturer | Electronic Monitor Panel Model # | Leak Sensor Manufacturer | Leak Sensor Model # | Automatic Tank Gauging | ATG Panel Manufacturer | ATG Model # | In-Tank Probe Manufacturer | In-tank Probe Model # | Tank Leak Test Frequency | Other Leak Test Frequency | Programmed Tank Tests | Other Programmed Tests | Monthly Statistical Inventory Reconciliation | Weekly Manual Tank Gauge | Tank Gauging Test Period | Tank Integrity Testing | Tank Integrity Testing Frequency | Other Tank Integrity Testing Frequency | Other Monitoring | Specify Other Monitoring | Continuous Monitoring of Piping Secondary Containment | Piping Secondary Containment | Panel Manufacturer | Panel Model # | Leak Sensor Manufacturer | Leak Sensor Model # | Leak Alarm Triggers Automatic Pump Shutdown | Failure/Disconnect Triggers Pump Shutdown | Mechanical Line Leak Detector Performs 3 GPH Leak Test | MLLD Manufacturer | MLLD Model # | Electronic Line Leak Detector Performs 3 GPH Leak Test | ELLD Manufacturer | ELLD Model # | ELLD Programmed In-Line Testing | ELLD Triggers Automatic Pump Shutdown | ELLD Failure/Disconnect Triggers Automatic Shutdown | Pipeline Integrity Testing | Pipeline Integrity Testing Frequency | Other Pipeline Integrity Testing Frequency | Visual Pipeline Monitoring | Visual Pipeline Monitoring Frequency | Suction Piping Meets Exemption Criteria | No Regulated Piping Per Health and Safety Code, Division 20, Chapter 6.7 Is Connected To The Tank System | Other Pipeline Monitoring | Other Pipeline Monitoring Description | UDC Monitoring | Other UDC Monitoring | UDC Panel Manufacturer | UDC Panel Model # | UDC Leak Sensor Manufacturer | UDC Leak Sensor Model # | Detection of Leak into UDC Triggers Audible and Visual Alarms | UDC Leak Alarm Triggers Automatic Pump Shutdown | Failure/Disconnection of UDC Monitoring System Triggers Automatic Pump Shutdown | UDC Monitoring Stops Flow of Product at Dispenser | UDC Construction | UDC Secondary Containment Monitoring | Leak Within Secondary Containment of UDC Causes Audible and Visual Alarms | ELD Testing | Secondary Containment Testing | Spill Bucket Testing | Alarm Logs | Visual Inspection Records | Tank Integrity Testing Results | SIR Testing Results | Tank Gauging Results | ATG Testing Results | Corrosion Protection Logs | Equipment Maintenance and Calibration Records | Personnel with UST Monitoring Responsibilities are Familiar with Training Documents | UST Monitoring Plan | Operating Manuals | CA UST Regulations | CA UST Law | SWRCB Handbook for Tank Owners - Manual and SIR | SWRCB Publication: Understanding Automatic Tank Gauging Systems | Other Training Documents | Other Training Documents Description | Designated Operator Training | Comments and Additional Information | Name of First Person Having Responsibility | Title of First Person Having Responsibility | Name of Second Person Having Responsibility | Title of Second Person Having Responsibility | Signature Representation | Signature Date | Applicant Name | Applicant Title | Date Submitted to CERS | Date Accepted by Regulator | Regulator Agent Name | Regulator Name | Regulator Type
10136377 |  | PG&E | 90000226 | PG&E Hollister Service Center | 7th and Sally Streets | Hollister | 95023 | UST Removal | Unleaded | 10136377-001 | Modern Welding | A Stand-alone Tank | 2000 | 1987-01-01 | 2021-04-20 |  | 1 |  | Motor Vehicle Fueling |  | Regular Unleaded |  |  | Double Wall | Steel |  | Fiberglass |  | Yes | Yes | Yes | No | Double-walled | Conventional Suction | Flexible |  | Flexible |  | Single-walled | Fiberglass |  | None |  | None | Fiberglass |  | Fiberglass |  | Steel |  | None |  | Yes | Yes | No | Single-walled | Fiberglass |  | No | No | Yes |  | Ron Miranda | Environmental Field Specialist | Annually |  | Site Plan Previously Submitted | Yes | Dry | Veeder-Root | TLS-350 | Veeder-Root | 794390-420 | No | [8 empty] | No | No |  | No |  |  | No |  | Yes | Dry | Veeder-Root | TLS-350 | Veeder-Root | 794380-208 | No | No | No |  |  | No | [5 empty] | Yes | Other |  | No |  | No | No | No |  | Continuous |  | Veeder-Root | TLS-350 | Veeder-Root | 794380-208 | Yes | No | No | Yes | Single-walled |  |  | No | Yes | Yes | Yes | Yes | No | No | No | No | No | Yes | Yes | [8 empty] | Yes |  | Polo Gonzalez | Environmental Field Specialist, Sr. |  |  | Tank Owner/Operator |  | Ron Miranda | Environmental Field Specialist | 2021-05-10 14:59 | 2021-05-19 10:45 | Olga Vargas | San Benito County Health Department | CUPA
10136377 |  | PG&E | 90000226 | PG&E Hollister Service Center | 7th and Sally Streets | Hollister | 95023 | UST Removal | Diesel | 10136377-002 | Modern Welding | A Stand-alone Tank | 4000 | 1987-01-01 | 2021-04-20 |  | 1 |  | Motor Vehicle Fueling |  | Diesel |  |  | Double Wall | Steel |  | Fiberglass |  | Yes | No | Yes | No | Double-walled | Conventional Suction | Flexible |  | Flexible |  | Single-walled | Fiberglass |  | None |  | None | Fiberglass |  | None |  | Steel |  | None |  | Yes | Yes | No | Single-walled | Fiberglass |  | No | No | Yes |  | Ron Miranda | Environmental Field Specialist | Annually |  | Site Plan Previously Submitted | Yes | Dry | Veeder-Root | TLS-350 | Veeder-Root | 794390-420 | No | [8 empty] | No | No |  | No |  |  | No |  | Yes | Dry | Veeder-Root | TLS-350 | Veeder-Root | 794380-208 | No | No | No |  |  | No | [5 empty] | Yes | Other |  | No |  | No | No | No |  | Continuous |  | Veeder-Root | TLS-350 | Veeder-Root | 794380-208 | Yes | No | No | Yes | Single-walled |  |  | No | Yes | Yes | Yes | Yes | No | No | No | No | No | Yes | Yes | [8 empty] | Yes |  | Polo Gonzalez | Environmental Field Specialist, Sr. |  |  | Tank Owner/Operator |  | Ron Miranda | Environmental Field Specialist | 2021-05-10 14:59 | 2021-05-19 10:45 | Olga Vargas | San Benito County Health Department | CUPA
10156411 | FA0000743 | Safeway, Inc. | 90129313 | Safeway Fuel Center #1757 | 591 Tres Pinos Rd | Hollister | 95023 | Confirmed/Updated Information | 002 | 10156411-002 | Modern Welding | One in a Compartmented Unit | 10000 | 2001-10-01 |  |  | 2 |  | Motor Vehicle Fueling |  | Premium Unleaded |  |  | Double Wall | Steel |  | Fiberglass |  | No | No | Yes | No | Double-walled | Pressure | Fiberglass |  | Fiberglass |  | Single-walled | Fiberglass |  | None |  | None | Fiberglass |  | None |  | Steel |  | Fiberglass |  | Yes | Yes | No | Single-walled | Fiberglass |  | No | No | Yes |  | Ron Lee | Environmental Manager | Annually |  | New Plan Submitted | Yes | Dry | Veeder Root | TLS-450 Plus | Veeder Root | 794380-460 | No | [8 empty] | No | No |  | No |  |  | No |  | Yes | Dry | Veeder Root | TLS-450 Plus | Veeder Root | 794380-208 | Yes | Yes | No |  |  | Yes | Veeder Root | 0859080-001 DPLLD | 0.2 GPH | Yes | Yes | No |  |  | No |  | No | No | No |  | Continuous |  | Veeder Root | TLS-450 Plus | Veeder Root | 794380-208 | Yes | Yes | Yes | No | Single-walled |  |  | No | Yes | Yes | Yes | No | No | No | No | No | No | Yes | Yes | [7 empty] | UST Monitoring Plan, Operating Manuals | Yes |  | Aldo Basurto | Assistant Sales Manager Grocery (Fuel) | Keith Powers | Environmental Compliance Manager | Tank Owner/Operator |  | Ron Lee | Environmental Manager | 2024-02-21 12:33 | 2024-07-22 12:13 | Olga Vargas | San Benito County Health Department | CUPA
10156411 | FA0000743 | Safeway, Inc. | 90129313 | Safeway Fuel Center #1757 | 591 Tres Pinos Rd | Hollister | 95023 | Confirmed/Updated Information | 003 | 10156411-003 | Modern Welding | One in a Compartmented Unit | 10000 | 2001-10-01 |  |  | 2 |  | Motor Vehicle Fueling |  | Diesel |  |  | Double Wall | Steel |  | Fiberglass |  | No | No | Yes | No | Double-walled | Pressure | Fiberglass |  | Fiberglass |  | Single-walled | Fiberglass |  | None |  | None | None |  | None |  | Steel |  | Fiberglass |  | Yes | Yes | No | Single-walled | Fiberglass |  | No | No | Yes |  | Ron Lee | Environmental Manager | Annually |  | New Plan Submitted | Yes | Dry | Veeder Root | TLS-450 Plus | Veeder Root | 794380-460 | No | [8 empty] | No | No |  | No |  |  | No |  | Yes | Dry | Veeder Root | TLS-450 Plus | Veeder Root | 794380-208 | Yes | Yes | No |  |  | Yes | Veeder Root | 0859080-001 DPLLD | 0.2 GPH | Yes | Yes | No |  |  | No |  | No | No | No |  | Continuous |  | Veeder Root | TLS-450 Plus | Veeder Root | 794380-208 | Yes | Yes | Yes | No | Single-walled |  |  | No | Yes | Yes | Yes | No | No | No | No | No | No | Yes | Yes | [7 empty] | UST Monitoring Plan, Operating Manual | Yes |  | Aldo Basurto | Assistant Sales Manager Grocery (Fuel) | Keith Powers | Environmental Compliance Manager | Tank Owner/Operator |  | Ron Lee | Environmental Manager | 2024-02-21 12:33 | 2024-07-22 12:13 | Olga Vargas | San Benito County Health Department | CUPA
10156411 | FA0000743 | Safeway, Inc. | 90129313 | Safeway Fuel Center #1757 | 591 Tres Pinos Rd | Hollister | 95023 | Confirmed/Updated Information | 001 | 10156411-001 | Modern Welding | A Stand-alone Tank | 20000 | 2001-10-01 |  |  | 1 |  | Motor Vehicle Fueling |  | Regular Unleaded |  |  | Double Wall | Steel |  | Fiberglass |  | No | No | Yes | No | Double-walled | Pressure | Fiberglass |  | Fiberglass |  | Single-walled | Fiberglass |  | None |  | None | Fiberglass |  | None |  | Steel |  | Fiberglass |  | Yes | Yes | No | Single-walled | Fiberglass |  | No | No | Yes |  | Ron Lee | Environmental Manager | Annually |  | New Plan Submitted | Yes | Dry | Veeder Root | TLS-450 Plus | Veeder Root | 794380-460 | No | [8 empty] | No | No |  | No |  |  | No |  | Yes | Dry | Veeder Root | TLS-450 Plus | Veeder Root | 794380-208 | Yes | Yes | No |  |  | Yes | Veeder Root | 0859080-001 DPLLD | 0.2 GPH | Yes | Yes | No |  |  | No |  | No | No | No |  | Continuous |  | Veeder Root | TLS-450 Plus | Veeder Root | 794380-208 | Yes | Yes | Yes | No | Single-walled |  |  | No | Yes | Yes | Yes | No | No | No | No | No | No | Yes | Yes | [7 empty] | UST Monitoring Plan, Operating Manuals | Yes |  | Aldo Basurto | Assistant Sales Manager Grocery (Fuel) | Keith Powers | Environmental Compliance Manager | Tank Owner/Operator |  | Ron Lee | Environmental Manager | 2024-02-21 12:33 | 2024-07-22 12:13 | Olga Vargas | San Benito County Health Department | CUPA
10403383 | 08-064 | PACIFIC BELL TELEPHONE COMPANY dba AT&T CALIFORNIA | 90002299 | AT&T California - NE037 | 540 Sally St | Hollister | 95023 | Confirmed/Updated Information | NE037U002 | 10403383-001 | Modern Welding | A Stand-alone Tank | 2500 | 2003-06-01 |  |  | 1 | West Building Exterior | Emergency Generator Fuel |  | Diesel |  |  | Double Wall | Steel |  | Other |  | Yes | No | No | No | Double-walled | Conventional Suction | Flexible |  | Flexible |  | Single-walled | Steel |  | Fiberglass |  | None | None |  | None |  | Steel |  | Fiberglass |  | Yes | Yes | Yes | No Dispensers | None |  | No | No | Yes |  | Sarah Bullock | Authorized Agent to AT&T | Annually |  | New Plan Submitted | Yes | Dry | Veeder-Root | TLS-350 Plus | Veeder-Root | 794390-420 | No | [8 empty] | No | No |  | No |  |  | No |  | Yes | Dry | Veeder-Root | TLS-350 Plus | Veeder-Root | 794380-208 | No | No | No |  |  | No | [5 empty] | No |  |  | Yes |  | No | No | No |  | No Dispensers | [12 empty] | No | Yes | Yes | Yes | Yes | No | No | No | No | No | Yes | Yes | [7 empty] | UST Monitoring Plan, Operating Manuals | Yes | (L1)Annular Space,(L2)2nd Annular 794390-420;(L3)Fill sump,(L4)Piping Sump,(L5)Transition Sump 794380-208. | Tait Environmental Services | AT&T Authorized Vendor | AT&T Environmental Health and Safety | Call Center | Authorized Representative of Owner |  | Sarah Bullock | Authorized Agent to AT&T | 2024-05-30 11:08 | 2024-07-31 10:13 | Olga Vargas | San Benito County Health Department | CUPA
10403395 | FA0000039 | Trical Inc. | 90364801 | Trical Hollister | 8770 Highway 25 | Hollister | 95023 | Confirmed/Updated Information | NA | 10403395-001 | Perkins Welding Works | A Stand-alone Tank | 10000 | 1984-12-01 |  |  | 1 |  | Motor Vehicle Fueling |  | Diesel |  |  | Double Wall | Fiberglass |  | Jacketed |  | No | No | Yes | No | Double-walled | 23 CCR §2636(a)(3) Suction | Flexible |  | Flexible |  | Single-walled | Steel |  | None |  | None | Steel |  | None |  | Steel |  | None |  | Yes | Yes | Yes | Single-walled | Fiberglass |  | No | No | Yes |  |  |  | Annually |  | New Plan Submitted | Yes | Dry | VEEDER-ROOT | TLS-350 | VEEDER-ROOT | 0794392-420 | No | [8 empty] | No | No |  | No |  |  | No |  | Yes | Dry | VEEDER-ROOT | TLS-350 | VEEDER-ROOT | 0794380-208 |  |  | No |  |  | No | [5 empty] | No |  |  | No |  | No | No | No |  | Other |  | VEEDER-ROOT | TLS-350 | VEEDER-ROOT | 0794380-208 | Yes | Yes | Yes | Yes | Single-walled |  | No | No | Yes | Yes | Yes | Yes | No | No | No | No | No | Yes | Yes | [7 empty] | ICC DO TRAINING/CERTIFICATION | Yes |  | JEAN-PAUL TARMAN | OPERATIONS DIRECTOR | AMY THOMPSON | SAFETY DIRECTOR | Tank Owner/Operator |  | AMY THOMPSON | SAFETY SPECIALIST | 2023-02-24 14:06 | 2023-03-02 16:36 | Olga Vargas | San Benito County Health Department | CUPA
10419946 |  | Quik Stop Markets, Inc. | 90370432 | Quik Stop Mkt #129 | 1300 San Juan Rd | Hollister | 95023 | Confirmed/Updated Information | 2 | 10419946-002 | OWENS-CORNING | A Stand-alone Tank | 10000 | 1985-06-07 |  |  | 1 |  | Motor Vehicle Fueling |  | Regular Unleaded |  |  | Double Wall | Fiberglass |  | Fiberglass |  | No | No | Yes | No | Double-walled | Pressure | Fiberglass |  | Fiberglass |  | Single-walled | Fiberglass |  | None |  | None | Fiberglass |  | None |  | Steel |  | None |  | Yes | Yes | Yes | Single-walled | Steel |  | No | No | Yes |  | ROGER BATRA | DIRECTOR OF ENVIRONMENTAL AFFAIRS | Annually |  | New Plan Submitted | Yes | Liquid-Filled | VEEDER-ROOT | TLS-350 | VEEDER-ROOT | 0794380-303 | No | [8 empty] | No | No |  | No |  |  | No |  | Yes | Dry | VEEDER-ROOT | TLS-350 | VEEDER-ROOT | 0794380-208 | Yes | Yes | Yes | VMI | VMI | No | [5 empty] | No |  |  | No |  | No | No | No |  | Float and Chain Assembly | [5 empty] | No | No | No | Yes | Single-walled |  |  | No | Yes | Yes | Yes | Yes | No | No | No | No | No | Yes | Yes | [7 empty] | "WRITTEN PROCEDURES & BEST MANAGEMENT PRACTICES FOR MONITORING DOUBLE-CONTAINMENT UST SYSTEMS" | No |  | DAVID KANE | STORE MANAGER | FLORENCE COLVER | DISTRICT MANAGER | Authorized Representative of Owner |  | ROGER BATRA | DIRECTOR, ENVIRONMENTAL AFFAIRS | 2024-07-03 09:54 | 2024-07-17 11:23 | Olga Vargas | San Benito County Health Department | CUPA
10419946 |  | Quik Stop Markets, Inc. | 90370432 | Quik Stop Mkt #129 | 1300 San Juan Rd | Hollister | 95023 | Confirmed/Updated Information | 1 | 10419946-001 | OWENS-CORNING | A Stand-alone Tank | 10000 | 1985-06-07 |  |  | 1 |  | Motor Vehicle Fueling |  | Regular Unleaded |  |  | Double Wall | Fiberglass |  | Fiberglass |  | No | No | Yes | No | Double-walled | Pressure | Fiberglass |  | Fiberglass |  | Single-walled | Fiberglass |  | None |  | None | Fiberglass |  | None |  | Steel |  | None |  | Yes | Yes | Yes | Single-walled | Steel |  | No | No | Yes |  | ROGER BATRA | DIRECTOR OF ENVIRONMENTAL AFFAIRS | Annually |  | New Plan Submitted | Yes | Liquid-Filled | VEEDER-ROOT | TLS-350 | VEEDER-ROOT | 0794380-303 | No | [8 empty] | No | No |  | No |  |  | No |  | Yes | Dry | VEEDER-ROOT | TLS-350 | VEEDER-ROOT | 0794380-208 | Yes | Yes | Yes | VMI | VMI | No | [5 empty] | No |  |  | No |  | No | No | No |  | Float and Chain Assembly | [5 empty] | No | No | No | Yes | Single-walled |  |  | No | Yes | Yes | Yes | Yes | No | No | No | No | No | Yes | Yes | [7 empty] | "WRITTEN PROCEDURES & BEST MANAGEMENT PRACTICES FOR MONITORING DOUBLE-CONTAINMENT UST SYSTEMS" | No |  | DAVID KANE | STORE MANAGER | FLORENCE COLVER | DISTRICT MANAGER | Authorized Representative of Owner |  | ROGER BATRA | DIRECTOR, ENVIRONMENTAL AFFAIRS | 2024-07-03 09:54 | 2024-07-17 11:23 | Olga Vargas | San Benito County Health Department | CUPA
10419946 |  | Quik Stop Markets, Inc. | 90370432 | Quik Stop Mkt #129 | 1300 San Juan Rd | Hollister | 95023 | Confirmed/Updated Information | 3 | 10419946-003 | OWENS-CORNING | A Stand-alone Tank | 8000 | 1985-06-07 |  |  | 1 |  | Motor Vehicle Fueling |  | Premium Unleaded |  |  | Double Wall | Fiberglass |  | Fiberglass |  | No | No | Yes | No | Double-walled | Pressure | Fiberglass |  | Fiberglass |  | Single-walled | Fiberglass |  | None |  | None | Fiberglass |  | None |  | Steel |  | None |  | Yes | Yes | Yes | Single-walled | Steel |  | No | No | Yes |  | ROGER BATRA | DIRECTOR OF ENVIRONMENTAL AFFAIRS | Annually |  | New Plan Submitted | Yes | Liquid-Filled | VEEDER-ROOT | TLS-350 | VEEDER-ROOT | 0794380-303 | No | [8 empty] | No | No |  | No |  |  | No |  | Yes | Dry | VEEDER-ROOT | TLS-350 | VEEDER-ROOT | 0794380-208 | Yes | Yes | Yes | VMI | VMI | No | [5 empty] | No |  |  | No |  | No | No | No |  | Float and Chain Assembly | [5 empty] | No | No | No | Yes | Single-walled |  |  | No | Yes | Yes | Yes | Yes | No | No | No | No | No | Yes | Yes | [7 empty] | "WRITTEN PROCEDURES & BEST MANAGEMENT PRACTICES FOR MONITORING DOUBLE-CONTAINMENT UST SYSTEMS" | No |  | DAVID KANE | STORE MANAGER | FLORENCE COLVER | DISTRICT MANAGER | Authorized Representative of Owner |  | ROGER BATRA | DIRECTOR, ENVIRONMENTAL AFFAIRS | 2024-07-03 09:54 | 2024-07-17 11:23 | Olga Vargas | San Benito County Health Department | CUPA
10419949 |  | Quik Stop Markets, Inc. | 90370432 | Quik Stop Mkt #131 | 10 San Felipe Rd | Hollister | 95023 | Confirmed/Updated Information | 1 | 10419949-001 | Xerxes | A Stand-alone Tank | 10000 | 1985-12-12 |  |  | 1 |  | Motor Vehicle Fueling |  | Regular Unleaded |  |  | Double Wall | Fiberglass |  | Fiberglass |  | No | No | Yes | No | Double-walled | Pressure | Flexible |  | Flexible |  | Single-walled | Fiberglass |  | None |  | None | Fiberglass |  | None |  | Steel |  | None |  | Yes | Yes | Yes | Single-walled | Rigid Plastic |  | No | No | Yes |  | Roger Batra | Director of Environmental Affairs | Annually |  | New Plan Submitted | Yes | Dry | Veeder-Root | TLS-350 | Veeder-Root | 0794390-409 | No | [8 empty] | No | No |  | No |  |  | No |  | Yes | Dry | Veeder-Root | TLS-350 | Veeder-Root | 0794380-208 | Yes | Yes | Yes | VMI | VMI | No | [5 empty] | No |  |  | No |  | No | No | No |  | Continuous |  | Veeder-Root | TLS-350 | Veeder-Root | 0794380-208 | Yes | Yes | Yes | Yes | Single-walled |  |  | No | Yes | Yes | Yes | Yes | No | No | No | No | No | Yes | Yes | [7 empty] | "Written Procedures & Best Management Practices for Monitoring Double-Containment UST Systems" | Yes |  | Alfredo Carbajal | Store Manager | Florence Colver | District Manager | Authorized Representative of Owner |  | Roger Batra | Director, Environmental Affairs | 2024-07-03 10:51 | 2024-07-22 08:52 | Olga Vargas | San Benito County Health Department | CUPA
10419949 |  | Quik Stop Markets, Inc. | 90370432 | Quik Stop Mkt #131 | 10 San Felipe Rd | Hollister | 95023 | Confirmed/Updated Information | 3 | 10419949-003 | Xerxes | A Stand-alone Tank | 10000 | 1985-12-12 |  |  | 1 |  | Motor Vehicle Fueling |  | Premium Unleaded |  |  | Double Wall | Fiberglass |  | Fiberglass |  | No | No | Yes | No | Double-walled | Pressure | Flexible |  | Flexible |  | Single-walled | Fiberglass |  | None |  | None | Fiberglass |  | None |  | Steel |  | None |  | Yes | Yes | Yes | Single-walled | Rigid Plastic |  | No | No | Yes |  | Roger Batra | Director of Environmental Affairs | Annually |  | New Plan Submitted | Yes | Dry | Veeder-Root | TLS-350 | Veeder-Root | 0794390-409 | No | [8 empty] | No | No |  | No |  |  | No |  | Yes | Dry | Veeder-Root | TLS-350 | Veeder-Root | 0794380-208 | Yes | Yes | Yes | VMI | VMI | No | [5 empty] | No |  |  | No |  | No | No | No |  | Continuous |  | Veeder-Root | TLS-350 | Veeder-Root | 0794380-208 | Yes | Yes | Yes | Yes | Single-walled |  |  | No | Yes | Yes | Yes | Yes | No | No | No | No | No | Yes | Yes | [7 empty] | "Written Procedures & Best Management Practices for Monitoring Double-Containment UST Systems" | Yes |  | Alfredo Carbajal | Store Manager | Florence Colver | District Manager | Authorized Representative of Owner |  | Roger Batra | Director, Environmental Affairs | 2024-07-03 10:51 | 2024-07-22 08:52 | Olga Vargas | San Benito County Health Department | CUPA
10419949 |  | Quik Stop Markets, Inc. | 90370432 | Quik Stop Mkt #131 | 10 San Felipe Rd | Hollister | 95023 | Confirmed/Updated Information | 2 | 10419949-002 | Xerxes | A Stand-alone Tank | 8000 | 1985-12-12 |  |  | 1 |  | Motor Vehicle Fueling |  | Diesel |  |  | Double Wall | Fiberglass |  | Fiberglass |  | No | No | Yes | No | Double-walled | Pressure | Flexible |  | Flexible |  | Single-walled | Fiberglass |  | None |  | None | Fiberglass |  | None |  | Steel |  | None |  | Yes | Yes | Yes | Single-walled | Rigid Plastic |  | No | No | Yes |  | Roger Batra | Director of Environmental Affairs | Annually |  | New Plan Submitted | Yes | Dry | Veeder-Root | TLS-350 | Veeder-Root | 0794390-409 | No | [8 empty] | No | No |  | No |  |  | No |  | Yes | Dry | Veeder-Root | TLS-350 | Veeder-Root | 0794380-208 | Yes | Yes | Yes | VMI | VMI | No | [5 empty] | No |  |  | No |  | No | No | No |  | Continuous |  | Veeder-Root | TLS-350 | Veeder-Root | 0794380-208 | Yes | Yes | Yes | Yes | Single-walled |  |  | No | Yes | Yes | Yes | Yes | No | No | No | No | No | Yes | Yes | [7 empty] | "Written Procedures & Best Management Practices for Monitoring Double-Containment UST Systems" | Yes |  | Alfredo Carbajal | Store Manager | Florence Colver | District Manager | Authorized Representative of Owner |  | Roger Batra | Director, Environmental Affairs | 2024-07-03 10:51 | 2024-07-22 08:52 | Olga Vargas | San Benito County Health Department | CUPA
10420816 |  | Liaoning Benefit Petroleum(US) Corp. | 90159532 | DK-Chevron | 631 San Felipe Rd | Hollister | 95023 | Confirmed/Updated Information | 2 | 10420816-002 | XERXES | A Stand-alone Tank | 20000 | 1899-12-31 |  |  | 1 |  | Motor Vehicle Fueling |  | Premium Unleaded |  |  | Double Wall | Fiberglass |  | Fiberglass |  | No | No | Yes | No | Double-walled | Pressure | Rigid Plastic |  | Rigid Plastic |  | Single-walled | Fiberglass |  | None |  | None | Fiberglass |  | None |  | Steel |  | None |  | Yes | Yes | Yes | Single-walled | Fiberglass |  | No | No | Yes |  |  |  | Annually |  | Site Plan Previously Submitted | Yes | Dry | VEEDER ROOT | TLS 350 | VEEDER ROOT | 794390-409 | No | [8 empty] | No | No |  | No |  |  | No |  | Yes | Dry | VEEDER ROOT | TLS 350 | VEEDER ROOT | 794380-208 | Yes | Yes | Yes | VMI | LD2000 | No | [5 empty] | No |  |  | No |  | No | No | No |  | Electronic Stand-alone |  |  |  | VEEDER ROOT | 847990-001 |  | Yes |  | Yes | Single-walled |  |  | No | Yes | Yes | Yes | Yes | No | No | No | No | No | Yes | Yes | [8 empty] | Yes |  | Liaoning Benefit Petroleum(US) Corporation | owner | zhen ding | MGR |  |  |  |  | 2023-09-08 09:59 | 2024-01-03 09:22 | Olga Vargas | San Benito County Health Department | CUPA
10420816 |  | Liaoning Benefit Petroleum(US) Corp. | 90159532 | DK-Chevron | 631 San Felipe Rd | Hollister | 95023 | Confirmed/Updated Information | 1 | 10420816-001 | XERXES | A Stand-alone Tank | 20000 | 1899-12-31 |  |  | 1 |  | Motor Vehicle Fueling |  | Regular Unleaded |  |  | Double Wall | Fiberglass |  | Fiberglass |  | No | No | Yes | No | Double-walled | Pressure | Rigid Plastic |  | Rigid Plastic |  | Single-walled | Fiberglass |  | None |  | None | Fiberglass |  | None |  | Steel |  | None |  | Yes | Yes | Yes | Single-walled | Fiberglass |  | No | No | Yes |  |  |  | Annually |  | New Plan Submitted | Yes | Dry | VEEDER ROOT | TLS 350 | VEEDER ROOT | 794390-409 | No | [8 empty] | No | No |  | No |  |  | No |  | Yes | Dry | VEEDER ROOT | TLS 350 | VEEDER ROOT | 794380-208 | Yes | Yes | Yes | VMI | LD2000 | No | [5 empty] | No |  |  | No |  | No | No | No |  | Electronic Stand-alone |  |  |  | VEEDER ROOT | 847990-001 | No | Yes | No | Yes | Single-walled | Pressure | Yes | No | Yes | Yes | Yes | Yes | No | No | No | No | No | Yes | Yes | [8 empty] | Yes |  | kun Ding | CEO | [6 empty] | 2023-09-08 09:59 | 2024-01-03 09:22 | Olga Vargas | San Benito County Health Department | CUPA
10420816 |  | Liaoning Benefit Petroleum(US) Corp. | 90159532 | DK-Chevron | 631 San Felipe Rd | Hollister | 95023 | Confirmed/Updated Information | 3 | 10420816-003 | XERXES | A Stand-alone Tank | 10000 | 1899-12-31 |  |  | 1 |  | Motor Vehicle Fueling |  | Diesel |  |  | Double Wall | Fiberglass |  | Fiberglass |  | No | No | Yes | No | Double-walled | Pressure | Rigid Plastic |  | Rigid Plastic |  | Single-walled | Fiberglass |  | None |  | None | Fiberglass |  | None |  | Steel |  | None |  | Yes | Yes | Yes | Single-walled | Fiberglass |  | No | No | Yes |  |  |  | Annually |  | Site Plan Previously Submitted | Yes | Dry | VEEDER ROOT | TLS 350 | VEEDER ROOT | 794390-409 | No | [8 empty] | No | No |  | No |  |  | No |  | Yes | Dry | VEEDER ROOT | TLS 350 | VEEDER ROOT | 794380-208 | Yes | Yes | No |  |  | No | [5 empty] | No |  |  | No |  | No | No | No |  | Electronic Stand-alone |  |  |  | VEEDER ROOT | 847990-001 |  | Yes |  | Yes | Single-walled |  |  | No | Yes | Yes | Yes | Yes | No | No | No | No | No | Yes | Yes | [8 empty] | Yes |  | Liaoning Benefit Petroleum(US) Corporation | Owner | Zhen Ding | MGR |  |  |  |  | 2023-09-08 09:59 | 2024-01-03 09:22 | Olga Vargas | San Benito County Health Department | CUPA
10441423 | 08-061 | PACIFIC BELL TELEPHONE COMPANY dba AT&T CALIFORNIA | 90002299 | AT&T California - NE087 | 110 Third St | San Juan Bautista | 95045 | Confirmed/Updated Information | NE037U002 | 10441423-001 | Modern Welding | A Stand-alone Tank | 1000 | 2003-01-01 |  |  | 1 | North East Side of Building Exterior | Emergency Generator Fuel |  | Diesel |  |  | Double Wall | Steel |  | Other |  | Yes | No | No | No | Double-walled | Conventional Suction | Flexible |  | Flexible |  | Single-walled | Steel |  | Fiberglass |  | None | None |  | None |  | Steel |  | Fiberglass |  | Yes | Yes | Yes | No Dispensers | None |  | No | No | Yes |  | Sarah Bullock | Authorized Agent to AT&T | Annually |  | New Plan Submitted | Yes | Dry | Veeder-Root | TLS-350 Plus | Veeder-Root | 794390-420 | No | [8 empty] | No | No |  | No |  |  | No |  | Yes | Dry | Veeder-Root | TLS-350 Plus | Veeder-Root | 794380-208 | No | No | No |  |  | No | [5 empty] | No |  |  | Yes |  | No | No | No |  | No Dispensers | [12 empty] | No | Yes | Yes | Yes | Yes | No | No | No | No | No | Yes | Yes | [7 empty] | UST Monitoring Plan, Operating Manuals | Yes | (L1)Annular Space 794390-420;(L2)Fill Sump,(L3)Generator Floor 794380-208. | Tait Environmental Services | AT&T Authorized Vendor | AT&T Environmental Health and Safety | Call Center | Authorized Representative of Owner |  | Sarah Bullock | Authorized Agent to AT&T | 2024-05-30 11:12 | 2024-07-31 09:08 | Olga Vargas | San Benito County Health Department | CUPA
10471912 |  | DASSEL'S PETROLEUM INC | 90163555 | Dassel's Petroleum Inc | 31 Wright Rd | Hollister | 95023 | UST Permanent Closure on Site | 1 diesel | 10471912-001 | Owens-Corning | A Stand-alone Tank | 20000 | 1995-05-05 | 2022-10-28 |  | 1 |  | Motor Vehicle Fueling |  | Diesel |  |  | Single Wall | Fiberglass |  | None |  | Yes | No | No | No | Double-walled | Pressure | Fiberglass |  | Fiberglass |  | Double-walled | Rigid Plastic |  | Rigid Plastic |  | Double-walled | Rigid Plastic |  | Rigid Plastic |  | Rigid Plastic |  | Rigid Plastic |  | Yes | Yes | Yes | Single-walled | Rigid Plastic |  | No | No | Yes |  | Peter J. Carpenedo | GM | Annually |  | Site Plan Previously Submitted | No | [5 empty] | Yes | Veeder-Root | TLS 350 | Veeder-root | 8473-90-109 | Monthly |  | 0.2 GPH |  | No | No |  | No |  |  | No |  | Yes | Dry | Veeder-root | TLS 350 | Veeder-Root | 0794390-205 | Yes | Yes | Yes | VMI | LD2000 | No | [5 empty] | No |  |  | No |  | No | No | No |  | Electronic Stand-alone |  |  |  |  | 330212-001 | No | Yes | Yes | Yes | Single-walled |  | No | No | Yes | Yes | Yes | No | No | No | No | No | No | No | Yes | [8 empty] | Yes |  | Peter J Carpenedo | GM | Graham Mackie | Vice Pres. | Authorized Representative of Owner |  | Peter J. Carpenedo | GM | 2023-02-17 12:35 | 2023-02-17 12:55 | Olga Vargas | San Benito County Health Department | CUPA
10471912 |  | DASSEL'S PETROLEUM INC | 90163555 | Dassel's Petroleum Inc | 31 Wright Rd | Hollister | 95023 | UST Permanent Closure on Site | unlead 2 | 10471912-002 | Owens-Corning | A Stand-alone Tank | 12000 | 1995-05-05 | 2022-10-28 |  | 1 |  | Motor Vehicle Fueling |  | Regular Unleaded |  |  | Single Wall | Fiberglass |  | None |  | Yes | No | No | No | Double-walled | Pressure | Fiberglass |  | Fiberglass |  | Double-walled | Rigid Plastic |  | Rigid Plastic |  | Double-walled | Rigid Plastic |  | Rigid Plastic |  | Rigid Plastic |  | Rigid Plastic |  | Yes | Yes | Yes | Single-walled | Rigid Plastic |  | No | No | Yes |  | Peter J. Carpenedo | GM | Annually |  | Site Plan Previously Submitted | No | [5 empty] | Yes | Veeder-Root | TLS 350 | Veeder-root | 8473-90-109 | Monthly |  | 0.2 GPH |  | No | No |  | No |  |  | No |  | Yes | Dry | Veeder-root | TLS 350 | Veeder-Root | 0794390-205 | Yes | Yes | Yes | VMI | LD2000 | No | [5 empty] | No |  |  | No |  | No | No | No |  | Electronic Stand-alone |  |  |  |  | 330212-001 | No | Yes | Yes | Yes | Single-walled |  | No | No | Yes | Yes | Yes | No | No | No | No | No | No | No | Yes | [8 empty] | Yes |  | Peter J Carpenedo | GM | Graham Mackie | Vice Pres. | Authorized Representative of Owner |  | Peter J. Carpenedo | GM | 2023-02-17 12:35 | 2023-02-17 12:55 | Olga Vargas | San Benito County Health Department | CUPA
10471912 |  | DASSEL'S PETROLEUM INC | 90163555 | Dassel's Petroleum Inc | 31 Wright Rd | Hollister | 95023 | UST Permanent Closure on Site | Unleaded #4 | 10471912-004 | Owens-Corning | A Stand-alone Tank | 12000 | 1995-05-05 | 2022-10-28 |  | 1 |  | Motor Vehicle Fueling |  | Regular Unleaded |  |  | Single Wall | Fiberglass |  | None |  | Yes | No | No | No | Double-walled | Pressure | Fiberglass |  | Fiberglass |  | Double-walled | Rigid Plastic |  | Rigid Plastic |  | Double-walled | Rigid Plastic |  | Rigid Plastic |  | Rigid Plastic |  | Rigid Plastic |  | Yes | Yes | Yes | Single-walled | Rigid Plastic |  | No | No | Yes |  | Peter J. Carpenedo | GM | Annually |  | Site Plan Previously Submitted | No | [5 empty] | Yes | Veeder-Root | TLS 350 | Veeder-root | 8473-90-109 | Monthly |  | 0.2 GPH |  | No | No |  | No |  |  | No |  | Yes | Dry | Veeder-root | TLS 350 | Veeder-Root | 0794390-205 | Yes | Yes | Yes | VMI | LD2000 | No | [5 empty] | No |  |  | No |  | No | No | No |  | Electronic Stand-alone |  |  |  |  | 330212-001 | No | Yes | Yes | Yes | Single-walled |  | No | No | Yes | Yes | Yes | No | No | No | No | No | No | No | Yes | [8 empty] | Yes |  | Peter J Carpenedo | GM | Graham Mackie | Vice Pres. | Authorized Representative of Owner |  | Peter J. Carpenedo | GM | 2023-02-17 12:35 | 2023-02-17 12:55 | Olga Vargas | San Benito County Health Department | CUPA
10471912 |  | DASSEL'S PETROLEUM INC | 90163555 | Dassel's Petroleum Inc | 31 Wright Rd | Hollister | 95023 | UST Permanent Closure on Site | Premium #3 | 10471912-003 | Owens-Corning | A Stand-alone Tank | 12000 | 1995-05-05 | 2022-10-28 |  | 1 |  | Motor Vehicle Fueling |  | Premium Unleaded |  |  | Single Wall | Fiberglass |  | None |  | Yes | No | No | No | Double-walled | Pressure | Fiberglass |  | Fiberglass |  | Double-walled | Rigid Plastic |  | Rigid Plastic |  | Double-walled | Rigid Plastic |  | Rigid Plastic |  | Rigid Plastic |  | Rigid Plastic |  | Yes | Yes | Yes | Single-walled | Rigid Plastic |  | No | No | Yes |  | Peter J. Carpenedo | GM | Annually |  | Site Plan Previously Submitted | No | [5 empty] | Yes | Veeder-Root | TLS 350 | Veeder-root | 8473-90-109 | Monthly |  | 0.2 GPH |  | No | No |  | No |  |  | No |  | Yes | Dry | Veeder-root | TLS 350 | Veeder-Root | 0794390-205 | Yes | Yes | Yes | VMI | LD2000 | No | [5 empty] | No |  |  | No |  | No | No | No |  | Electronic Stand-alone |  |  |  |  | 330212-001 | No | Yes | Yes | Yes | Single-walled |  | No | No | Yes | Yes | Yes | No | No | No | No | No | No | No | Yes | [8 empty] | Yes |  | Peter J Carpenedo | GM | Graham Mackie | Vice Pres. | Authorized Representative of Owner |  | Peter J. Carpenedo | GM | 2023-02-17 12:35 | 2023-02-17 12:55 | Olga Vargas | San Benito County Health Department | CUPA
10481305 |  | City Hall | 90409036 | Hollister Muncipal Airport | 60 Airport Dr | Hollister | 95023 | Confirmed/Updated Information | 01 | 10481305-001 | Modern Welding | A Stand-alone Tank | 10000 | 1992-02-18 |  |  | 1 | This tank is not a new tank. It has been transferred from Gavilan Aviation, CERS ID 10616170 - previous tank ID 1. HMcDonald | Aviation Fueling |  | Jet Fuel |  |  | Double Wall | Steel |  | Fiberglass |  | No | No | Yes | No | Double-walled | Pressure | Fiberglass |  | Fiberglass |  | Single-walled | Fiberglass |  | None |  | None | None |  | None |  | Steel |  | None |  | Yes | Yes | Yes | Single-walled | Steel |  | No | No | Yes |  |  |  | Annually |  | Site Plan Previously Submitted | Yes | Dry | Veeder-Root | TLS-300C | Veeder-Root | 794390-420 | No | [8 empty] | No | No |  | No |  |  | No |  | Yes | Dry | Veeder-Root | TLS-300C | Veeder-Root | 794380-208 | Yes | Yes | Yes | VMI | LD-2000 | No | [5 empty] | No |  |  | No |  | No | No | No |  | Float and Chain Assembly | [5 empty] | No | No | No | Yes | Single-walled |  |  | No | Yes | Yes | Yes | No | No | No | No | No | No | Yes | Yes | [8 empty] | Yes |  | Mike Chambless | Management Services Director | Adam Bocanegra | Airport Maintenance/Operations Specialist |  |  |  |  | 2024-02-29 10:38 | 2024-07-30 15:58 | Olga Vargas | San Benito County Health Department | CUPA
10481305 |  | City Hall | 90409036 | Hollister Muncipal Airport | 60 Airport Dr | Hollister | 95023 | Confirmed/Updated Information | 02 | 10481305-002 | Modern Welding | A Stand-alone Tank | 10000 | 1992-02-18 |  |  | 1 | This tank is not a new tank. It has been transferred from Gavilan Aviation, CERS ID 10616170 - previous tank ID 2. HMcDonald | Aviation Fueling |  | Aviation Gas |  |  | Double Wall | Steel |  | Fiberglass |  | No | No | Yes | No | Double-walled | Pressure | Fiberglass |  | Fiberglass |  | Single-walled | Fiberglass |  | None |  | None | Fiberglass |  | None |  | Steel |  | None |  | Yes | Yes | Yes | Single-walled | Steel |  | No | No | Yes |  |  |  | Annually |  | Site Plan Previously Submitted | Yes | Dry | Veeder-Root | TLS-300C | Veeder-Root | 794390-420 | No | [8 empty] | No | No |  | No |  |  | No |  | Yes | Dry | Veeder-Root | TLS-300C | Veeder-Root | 794380-208 | Yes | Yes | Yes | VMI | LD2000 | No | [5 empty] | No |  |  | No |  | No | No | No |  | Float and Chain Assembly | [5 empty] | No | No | No | Yes | Single-walled |  |  | No | Yes | Yes | Yes | No | No | No | No | No | No | Yes | Yes | [8 empty] | Yes |  | Mike Chambless | Management Services Director | Adam Bocanegra | Airport Maintenancfe/Operations Specialist |  |  |  |  | 2024-02-29 10:38 | 2024-07-30 15:58 | Olga Vargas | San Benito County Health Department | CUPA
10484902 |  | City Hall | 90409036 | Public Works | 1321 South St | Hollister | 95023 | Confirmed/Updated Information | 1 | 10484902-002 | Modern Welding | A Stand-alone Tank | 10000 | 1990-01-01 |  |  | 1 |  | Motor Vehicle Fueling |  | Regular Unleaded |  |  | Double Wall | Steel |  | Fiberglass |  | No | No | Yes | No | Double-walled | 23 CCR §2636(a)(3) Suction | Fiberglass |  | Fiberglass |  | Single-walled | Steel |  | None |  | None | Fiberglass |  | None |  | Steel |  | None |  | Yes | Yes | Yes | Single-walled | Fiberglass |  | No | No | Yes |  |  |  | Annually |  | Site Plan Previously Submitted | Yes | Dry | Veeder Root | TLS 350 | Veeder Root | 794380-420 | Yes | Veeder Root | TLS 350 | Veeder Root | MAG-1 |  |  |  |  | No | No |  | No |  |  | No |  | Yes | Dry | Veeder Root | TLS350 | Veeder Root | 794380-208 |  |  | No |  |  | No | [5 empty] | No |  |  | No |  | No | No | No |  | Electronic Stand-alone |  |  |  | Veeder Root | Stand Alone |  | Yes |  | Yes | Single-walled |  |  | No | Yes | Yes | Yes | No | No | No | No | No | No | Yes | No | [8 empty] | Yes |  | Henry Gonzales | Interim Community Services Director | Al Duran | Fleet Supervisor |  |  |  |  | 2024-02-29 06:20 | 2024-07-25 11:58 | Olga Vargas | San Benito County Health Department | CUPA
10484902 |  | City Hall | 90409036 | Public Works | 1321 South St | Hollister | 95023 | Confirmed/Updated Information | 2 | 10484902-001 | Modern Welding | A Stand-alone Tank | 8000 | 1990-01-01 |  |  | 1 |  | Motor Vehicle Fueling |  | Diesel |  |  | Double Wall | Steel |  | Fiberglass |  | No | No | Yes | No | Double-walled | 23 CCR §2636(a)(3) Suction | Fiberglass |  | Fiberglass |  | Single-walled | Steel |  | None |  | None | None |  | None |  | Steel |  | None |  | Yes | Yes | Yes | Single-walled | Fiberglass |  | No | No | Yes |  |  |  | Annually |  | Site Plan Previously Submitted | Yes | Dry | Veeder Root | TLS 350 | Veeder Root | 794380-420 | Yes | Veeder Root | TLS 350 | Veeder Root | MAG-1 |  |  |  |  | No | No |  | No |  |  | No |  | Yes | Dry | Veeder Root | TLS350 | Veeder Root | 794380-208 |  |  | No |  |  | No | [5 empty] | No |  |  | No |  | No | No | No |  | Electronic Stand-alone |  |  |  | Veeder Root | Stand Alone |  | Yes |  | Yes | Single-walled |  |  | No | Yes | Yes | Yes | No | No | No | No | No | No | Yes | No | [8 empty] | Yes |  | Henry Gonzales | Interim Community Services Director | Al Duran | Fleet Supervisor |  |  |  |  | 2024-02-29 06:20 | 2024-07-25 11:58 | Olga Vargas | San Benito County Health Department | CUPA
10505731 | FA0000237 | Ranch Gas & Food | 90431959 | Ranch Gas & Food | 105 San Felipe Rd | Hollister | 95023 | Confirmed/Updated Information | 35-02-20-02 | 10505731-002 | modern welding | A Stand-alone Tank | 10000 | 1998-12-01 |  |  | 1 |  | Motor Vehicle Fueling |  | Premium Unleaded |  |  | Double Wall | Steel |  | Fiberglass |  | No | No | Yes | No | Double-walled | Pressure | Fiberglass |  | Fiberglass |  | Double-walled | Fiberglass |  | None |  | None | Fiberglass |  | None |  | Steel |  | None |  | Yes | Yes | Yes | Single-walled | Steel |  | No | No | Yes |  |  |  | Annually |  | Site Plan Previously Submitted | Yes | Dry | veeder-root | TLS 350 | Veeder Root | 794380-420 | No | [8 empty] | No | No |  | No |  |  | No |  | Yes | Dry | veeder root | TLS 350 | veeder root | 794390-205 | Yes | Yes | Yes | VMI | LD 2000 | No | [5 empty] | No |  |  | No |  | No | No | No |  | Continuous |  | VEEDER ROOT | TLS 350 | VEEDER ROOT | 794380-208 | Yes | Yes | Yes | Yes | Single-walled |  |  | No | Yes | Yes | Yes | No | No | No | No | No | No | Yes | Yes | [8 empty] | Yes |  | SUNIL KAPOOR | OWNER | ALKA KAPOOR | OWNER |  |  |  |  | 2023-09-01 12:47 | 2023-09-06 11:17 | Olga Vargas | San Benito County Health Department | CUPA
10505731 | FA0000237 | Ranch Gas & Food | 90431959 | Ranch Gas & Food | 105 San Felipe Rd | Hollister | 95023 | Confirmed/Updated Information | 35-02-20-01 | 10505731-001 | modern welding | A Stand-alone Tank | 10000 | 1998-12-01 |  |  | 1 |  | Motor Vehicle Fueling |  | Regular Unleaded |  |  | Double Wall | Steel |  | Fiberglass |  | No | No | Yes | No | Double-walled | Pressure | Fiberglass |  | Fiberglass |  | Double-walled | Fiberglass |  | None |  | None | Fiberglass |  | None |  | Steel |  | None |  | Yes | Yes | Yes | Single-walled | Steel |  | No | No | Yes |  |  |  | Annually |  | Site Plan Previously Submitted | Yes | Dry | veeder-root | TLS 350 | Veeder Root | 794380-420 | No | [8 empty] | No | No |  | No |  |  | No |  | Yes | Dry | veeder root | TLS 350 | veeder root | 794390-205 | Yes | Yes | Yes | VMI | LD 2000 | No | [5 empty] | No |  |  | No |  | No | No | No |  | Continuous |  | VEEDER ROOT | TLS 350 | VEEDER ROOT | 794380-208 | Yes | Yes | Yes | Yes | Single-walled |  |  | No | Yes | Yes | Yes | No | No | No | No | No | No | Yes | Yes | [8 empty] | Yes |  | SUNIL KAPOOR | OWNER | ALKA KAPOOR | OWNER |  |  |  |  | 2023-09-01 12:47 | 2023-09-06 11:17 | Olga Vargas | San Benito County Health Department | CUPA
10612576 | FA0000225 | Hollister Chevron | 90577666 | Hollister Chevron | 590 Tres Pinos Rd | Hollister | 95023 | Confirmed/Updated Information | 1 | 10612576-001 | OWEN CORNING | A Stand-alone Tank | 10000 | 1992-09-01 |  |  | 1 |  | Motor Vehicle Fueling |  | Premium Unleaded |  |  | Double Wall | Fiberglass |  | Fiberglass |  | Yes | No | Yes | No | Double-walled | Pressure | Flexible |  | Flexible |  | Single-walled | Fiberglass |  | None |  | None | Fiberglass |  | None |  | Steel |  | None |  | Yes | Yes | Yes | Single-walled | Rigid Plastic |  | No | No | Yes |  | MAGGIE NGUYEN | MANAGER | Annually |  | New Plan Submitted | Yes | Dry | INCON | TS-5000 | INCON | CRYSTAL RAY INTERSTITIAL | No | [8 empty] | No | No |  | No |  |  | No |  | Yes | Dry | FRANKLIN FUELING | TS-550 | INCON | INCON FLOAT TYPE | Yes | Yes | Yes | VMI | LD 2000 | No | [5 empty] | No |  |  | No |  | No | No | No |  | Electronic Stand-alone |  |  |  | veeder root | 330212-001 | No | Yes | No | Yes | Single-walled |  |  | No | Yes | Yes | Yes | No | No | No | No | No | No | No | Yes | [8 empty] | Yes |  | DAVID DOAN | OWNER | MAGGIE NGUYEN | MANATER | Authorized Representative of Owner |  | MAGGIE NGUYEN | MANAGER | 2024-04-25 10:45 | 2024-07-30 09:20 | Olga Vargas | San Benito County Health Department | CUPA
10612576 | FA0000225 | Hollister Chevron | 90577666 | Hollister Chevron | 590 Tres Pinos Rd | Hollister | 95023 | Confirmed/Updated Information | 2 | 10612576-002 | OWEN CORNING | A Stand-alone Tank | 10000 | 1992-09-01 |  |  | 1 |  | Motor Vehicle Fueling |  | Regular Unleaded |  |  | Double Wall | Fiberglass |  | Fiberglass |  | Yes | No | Yes | No | Double-walled | Pressure | Flexible |  | Flexible |  | Single-walled | Fiberglass |  | None |  | None | Fiberglass |  | None |  | Steel |  | None |  | Yes | Yes | Yes | Single-walled | Rigid Plastic |  | No | No | Yes |  | MAGGIE NGUYEN | MANAGER | Annually |  | New Plan Submitted | Yes | Dry | INCON | TS-5000 | INCON | CRYSTAL RAY INTERSTITIAL | No | [8 empty] | No | No |  | No |  |  | No |  | Yes | Dry | FRANKLIN FUELING | TS-550 | INCON | INCON FLOAT TYPE | Yes | Yes | Yes | VMI | LD 2000 | No | [5 empty] | No |  |  | No |  | No | No | No |  | Electronic Stand-alone |  |  |  | veeder root | 330212-001 | No | Yes | No | Yes | Single-walled |  |  | No | Yes | Yes | Yes | No | No | No | No | No | No | No | No | [8 empty] | Yes |  | DAVID DOAN | OWNER | MAGGIE NGUYEN | MANATER | Authorized Representative of Owner |  | MAGGIE NGUYEN | MANAGER | 2024-04-25 10:45 | 2024-07-30 09:20 | Olga Vargas | San Benito County Health Department | CUPA
10612576 | FA0000225 | Hollister Chevron | 90577666 | Hollister Chevron | 590 Tres Pinos Rd | Hollister | 95023 | Confirmed/Updated Information | 4 | 10612576-004 | glasteel | A Stand-alone Tank | 500 | 1992-09-01 |  |  | 1 |  | Hazardous Waste (includes used oil) |  | Used Oil |  |  | Double Wall | Steel |  | Fiberglass |  | No | No | No | Yes | Other | Gravity | None |  | None |  | None | Steel |  | None |  | None |  |  | None |  | Steel |  | None |  | Yes | Yes | No | No Dispensers |  |  | No | No | Yes |  | MAGGIE NGUYEN | MANAGER | Annually |  | New Plan Submitted | Yes | Dry | RONAN | X76S | RONAN | API | No | [8 empty] | No | No |  | No |  |  | No |  | No | [7 empty] | No |  |  | No | [5 empty] | No |  |  | No |  | No | No | No |  | No Dispensers | [12 empty] | No | Yes | Yes | Yes | No | No | No | No | No | No | No | No | [8 empty] | Yes |  | DAVID DOAN | OWNER | MAGGIE NGUYEN | MANAGER | Authorized Representative of Owner |  | MAGGIE NGUYEN | MANAGER | 2024-04-25 10:45 | 2024-07-30 09:20 | Olga Vargas | San Benito County Health Department | CUPA
10612576 | FA0000225 | Hollister Chevron | 90577666 | Hollister Chevron | 590 Tres Pinos Rd | Hollister | 95023 | Confirmed/Updated Information | 3 | 10612576-003 | OWEN CORNING | A Stand-alone Tank | 10000 | 1992-09-01 |  |  | 1 |  | Motor Vehicle Fueling |  | Diesel |  |  | Double Wall | Fiberglass |  | Fiberglass |  | Yes | No | Yes | No | Double-walled | Pressure | Flexible |  | Flexible |  | Single-walled | Fiberglass |  | None |  | None | Fiberglass |  | None |  | Steel |  | None |  | Yes | Yes | Yes | Single-walled | Rigid Plastic |  | No | No | Yes |  | MAGGIE NGUYEN | MANAGER | Annually |  | New Plan Submitted | Yes | Dry | INCON | TS-5000 | INCON | CRYSTAL RAY INTERSTITIAL | No | [8 empty] | No | No |  | No |  |  | No |  | Yes | Dry | FRANKLIN FUELING | TS-550 | INCON | INCON FLOAT TYPE | Yes | Yes | Yes | VMI | LD 2000 | No | [5 empty] | No |  |  | No |  | No | No | No |  | Electronic Stand-alone |  |  |  | veeder root | 330212-001 | No | Yes | No | Yes | Single-walled |  |  | No | Yes | Yes | Yes | No | No | No | No | No | No | No | No | [8 empty] | Yes |  | DAVID DOAN | OWNER | MAGGIE NGUYEN | MANATER | Authorized Representative of Owner |  | MAGGIE NGUYEN | MANAGER | 2024-04-25 10:45 | 2024-07-30 09:20 | Olga Vargas | San Benito County Health Department | CUPA
10624252 | FA0000235 | City Gas & Liquor | 90586954 | City Gas & Liquor | 5 San Benito St | Hollister | 95023 | Confirmed/Updated Information | 2 | 10624252-002 | xerxes | A Stand-alone Tank | 8000 | 1998-12-01 |  |  | 1 |  | Motor Vehicle Fueling |  | Premium Unleaded |  |  | Double Wall | Fiberglass |  | Fiberglass |  | No | No | Yes | No | Double-walled | Pressure | Flexible |  | Flexible |  | Single-walled | Fiberglass |  | None |  | None | Fiberglass |  | None |  | Steel |  | None |  | Yes | Yes | Yes | Single-walled | Rigid Plastic |  | No | No | Yes |  | moon kim | owner | Annually |  | New Plan Submitted | Yes | Dry | gilbarco | EMC | veeder root | 794390-407 | No | [8 empty] | No | No |  | No |  |  | No |  | Yes | Dry | Gilbarco | EMC | veeder root | 794380-208 | Yes | Yes | Yes | Veederoot | FX1 | No | [5 empty] | No |  |  | No |  | No | No | No |  | Electronic Stand-alone |  |  |  | VEEDER ROOT | 847990-001 | No | Yes | No | No | Single-walled |  |  | No | Yes | Yes | No | Yes | No | No | No | No | No | Yes | Yes | [8 empty] | Yes |  | moon kim | owner | young kim | co worker | Facility Owner/Operator |  | moon kim | owner | 2024-05-01 10:07 | 2024-07-31 09:11 | Olga Vargas | San Benito County Health Department | CUPA
10624252 | FA0000235 | City Gas & Liquor | 90586954 | City Gas & Liquor | 5 San Benito St | Hollister | 95023 | Confirmed/Updated Information | 1 | 10624252-001 | xerxes | A Stand-alone Tank | 10000 | 1998-12-01 |  |  | 1 |  | Motor Vehicle Fueling |  | Regular Unleaded |  |  | Double Wall | Fiberglass |  | Fiberglass |  | No | No | Yes | No | Double-walled | Pressure | Flexible |  | Flexible |  | Single-walled | Fiberglass |  | None |  | None | Fiberglass |  | None |  | Steel |  | None |  | Yes | Yes | Yes | Single-walled | Rigid Plastic |  | No | No | Yes |  |  |  | Annually |  | New Plan Submitted | Yes | Dry | gilbarco | EMC | veeder root | 794390-407 | No | [8 empty] | No | No |  | No |  |  | No |  | Yes | Dry | Gilbarco | EMC | veeder root | 794380-208 | Yes | Yes | Yes | vaporless | LD99-2000 | No | [5 empty] | No |  |  | No |  | No | No | No |  | Electronic Stand-alone |  |  |  | VEEDER ROOT | 847990-001 | No | Yes | No | No | Single-walled |  |  | No | Yes | Yes | No | Yes | No | No | No | No | No | Yes | Yes | [8 empty] | Yes |  | moon kim | owner | young kim | co worker | Facility Owner/Operator |  | moon kim | owner | 2024-05-01 10:07 | 2024-07-31 09:11 | Olga Vargas | San Benito County Health Department | CUPA
10628536 |  | Tres Pinos Country Store | 90589912 | Tres Pinos Market, LLC | 6851 Airline Hwy | Tres Pinos | 95075 | Confirmed/Updated Information | 2 | 10628536-002 | Modern Welding | A Stand-alone Tank | 5000 | 1989-02-01 |  |  | 1 |  | Motor Vehicle Fueling |  | Premium Unleaded |  |  | Double Wall | Steel |  | Fiberglass |  | No | No | Yes | No | Double-walled | Pressure | Flexible |  | Flexible |  | Single-walled | Steel |  | None |  | None | Steel |  | None |  | Steel |  | None |  | Yes | Yes | No | Single-walled | Rigid Plastic |  | No | No | Yes |  | Wayne Pfeffer | Owner | Annually |  | New Plan Submitted | Yes | Dry | Veederoot | TLS 350 | Veederoot | 794380-420 | No | [8 empty] | No | No |  | No |  |  | No |  | Yes | Dry | Veederoot | TLS 350 | Veederoot | 794380-208 | Yes | Yes | Yes | Red Jacket | FXIV | No | [5 empty] | No |  |  | No |  | No | No | No |  | Electronic Stand-alone |  |  |  | Veederoot | 8479990-001 | No | Yes | No | Yes | Single-walled |  |  | No | Yes | Yes | Yes | Yes | No | No | No | Yes | No | No | No | [8 empty] | Yes |  | Wayne Pfeffer | Owner | Karl Jarone | Manager | Facility Owner/Operator |  | Wayne Pfeffer | Owner | 2023-11-22 13:38 | 2024-01-03 10:39 | Olga Vargas | San Benito County Health Department | CUPA
10628536 |  | Tres Pinos Country Store | 90589912 | Tres Pinos Market, LLC | 6851 Airline Hwy | Tres Pinos | 95075 | Confirmed/Updated Information | 3 | 10628536-003 | Modern Welding | A Stand-alone Tank | 5000 | 1989-02-01 |  |  | 1 |  | Motor Vehicle Fueling |  | Diesel |  |  | Double Wall | Steel |  | Fiberglass |  | No | No | Yes | No | Double-walled | Pressure | Flexible |  | Flexible |  | Single-walled | Steel |  | None |  | None | None |  | None |  | Steel |  | None |  | Yes | Yes | No | Single-walled | Rigid Plastic |  | No | No | Yes |  | Wayne Pfeffer | Owner | Annually |  | New Plan Submitted | Yes | Dry | Veederoot | TLS 350 | Veederoot | 794380-420 | No | [8 empty] | No | No |  | No |  |  | No |  | Yes | Dry | Veederoot | TLS 350 | Veederoot | 794380-208 | Yes | Yes | Yes | Red Jacket | FXIV | No | [5 empty] | No |  |  | No |  | No | No | No |  | Electronic Stand-alone |  |  |  | Veederoot | 8479990-001 | No | Yes | No | Yes | Single-walled |  |  | No | Yes | Yes | Yes | Yes | No | No | No | Yes | No | No | No | [8 empty] | Yes |  | Wayne Pfeffer | Owner | Karl Jarone | Manager | Facility Owner/Operator |  | Wayne Pfeffer | Owner | 2023-11-22 13:38 | 2024-01-03 10:39 | Olga Vargas | San Benito County Health Department | CUPA
10628536 |  | Tres Pinos Country Store | 90589912 | Tres Pinos Market, LLC | 6851 Airline Hwy | Tres Pinos | 95075 | Confirmed/Updated Information | 1 | 10628536-001 | Modern Welding | A Stand-alone Tank | 5000 | 1989-02-01 |  |  | 1 |  | Motor Vehicle Fueling |  | Regular Unleaded |  |  | Double Wall | Steel |  | Fiberglass |  | No | No | Yes | No | Double-walled | Pressure | Flexible |  | Flexible |  | Single-walled | Steel |  | None |  | None | Steel |  | None |  | Steel |  | None |  | Yes | Yes | No | Single-walled | Rigid Plastic |  | No | No | Yes |  | Wayne Pfeffer | Owner | Annually |  | New Plan Submitted | Yes | Dry | Veederoot | TLS 350 | Veederoot | 794380-420 | No | [8 empty] | No | No |  | No |  |  | No |  | Yes | Dry | Veederoot | TLS 350 | Veederoot | 794380-208 | Yes | Yes | Yes | Red Jacket | FXIV | No | [5 empty] | No |  |  | No |  | No | No | No |  | Electronic Stand-alone |  |  |  | Veederoot | 8479990-001 | No | Yes | No | Yes | Single-walled |  |  | No | Yes | Yes | Yes | Yes | No | No | No | Yes | No | No | No | [8 empty] | Yes |  | Wayne Pfeffer | Owner | Karl Jarone | Manager | Facility Owner/Operator |  | Wayne Pfeffer | Owner | 2023-11-22 13:38 | 2024-01-03 10:39 | Olga Vargas | San Benito County Health Department | CUPA
10631986 | 10631986 | KBhatia, INC./ DBA K & K Valero | 90592984 | K & K Valero | 63 Muckelemi St | San Juan Bautista | 95045 | Confirmed/Updated Information | 35-010-00001 | 10631986-001 | modern-welding | A Stand-alone Tank | 10000 | 1998-02-04 |  |  | 1 |  | Motor Vehicle Fueling |  | Regular Unleaded |  |  | Double Wall | Steel |  | Jacketed |  | No | No | Yes | No | Double-walled | Pressure | Fiberglass |  | Fiberglass |  | Single-walled | Fiberglass |  | None |  | None | Fiberglass |  | None |  | Steel |  | Steel |  | Yes | No | Yes | Single-walled | Fiberglass |  | No | No | Yes |  | kashmiri bhatia | owner | Annually |  | New Plan Submitted | Yes | Dry | veeder-root | tls-350 | veeder-root | 0794390-420 | No | [8 empty] | No | No |  | No |  |  | No |  | Yes | Dry | veeder-root | TLS-350 | veeder-root | 0794380-208 | Yes | Yes | Yes | vaporless | LD-2000 | No | [5 empty] | No |  |  | No |  | No | No | No |  | Electronic Stand-alone |  |  |  | veeder-root | 330212-001 | No | Yes | No | Yes | Single-walled |  |  | No | Yes | Yes | Yes | No | No | No | No | No | No | Yes | Yes | [7 empty] | jason perry | Yes |  | kashmiri bhatia | owner | jason perry | DO | Facility Owner/Operator |  | kashmiri bhatia | owner | 2022-04-18 15:27 | 2022-04-19 09:59 | Olga Vargas | San Benito County Health Department | CUPA
10631986 | 10631986 | KBhatia, INC./ DBA K & K Valero | 90592984 | K & K Valero | 63 Muckelemi St | San Juan Bautista | 95045 | Confirmed/Updated Information | 35-010-00002 | 10631986-002 | modern-welding | A Stand-alone Tank | 10000 | 1998-02-04 |  |  | 1 |  | Motor Vehicle Fueling |  | Premium Unleaded |  |  | Double Wall | Steel |  | Jacketed |  | No | No | Yes | No | Double-walled | Pressure | Fiberglass |  | Fiberglass |  | Single-walled | Fiberglass |  | None |  | None | Fiberglass |  | None |  | Steel |  |  |  | Yes | No | Yes | Single-walled | Fiberglass |  | No | No | Yes |  | kashmiri bhatia | owner | Annually |  | New Plan Submitted | Yes | Dry | veeder-root | TLS350 | veeder-root | 0794390-420 | No | [8 empty] | No | No |  | No |  |  | No |  | Yes | Dry | veeder-root | TLS350 | veeder-root | 0794380-208 | Yes | Yes | Yes | vaporless | LD-2000 | No | [5 empty] | No |  |  | No |  | No | No | No |  | Electronic Stand-alone |  |  |  | veeder-root | 330212-001 | No | Yes | No | Yes | Single-walled |  |  | No | Yes | Yes | Yes | No | No | No | No | No | No | Yes | Yes | [7 empty] | jason perry | Yes |  | kashmiri bhatia | owner | jason perry | DO |  |  | kashmiri bhatia | owner | 2022-04-18 15:27 | 2022-04-19 09:59 | Olga Vargas | San Benito County Health Department | CUPA
10634578 | FA0000166 | Arco AM/PM | 90595855 | Arco AM/PM | 301 Gateway DR | HOLLISTER | 95023 | Confirmed/Updated Information | 1 | 10634578-001 | JOOR | A Stand-alone Tank | 15000 | 1999-01-01 |  |  | 1 |  | Motor Vehicle Fueling |  | Regular Unleaded |  |  | Double Wall | Fiberglass |  | Fiberglass |  | No | No | Yes | No | Double-walled | Pressure | Flexible |  | Flexible |  | Single-walled | Fiberglass |  | None |  | None | Fiberglass |  | None |  | Steel |  | None |  | Yes | Yes | Yes | Single-walled | Rigid Plastic |  | No | No | Yes |  | SHASHI SHARMA | SECRETARY | Annually |  | Site Plan Previously Submitted | Yes | Dry | VEEDOR ROOT | TLS350 | VEEDOR ROOT | 0794390-407 | No | [8 empty] | No | No |  | No |  |  | No |  | Yes | Dry | VEEDOR ROOT | TLS 350 | VEEDOR ROOT | 0794390-208 | Yes | Yes | No |  |  | Yes | veedor root | ppld 848480001 |  | Yes | Yes | No |  |  | No |  | No | No | No |  | Continuous |  |  |  | UNIVERSAL SENSOR | dls-01-24 | No | Yes | No | Yes | Single-walled |  |  | No | Yes | Yes | Yes | Yes | No | No | No | No | No | No | No | [8 empty] | Yes |  | SHASHI SHARMA | SECRETARY | RICK SINGH | GENERAL MANAGER | Tank Owner/Operator |  | SHASHI SHARMA | SECRETARY | 2023-12-07 14:11 | 2024-01-03 10:45 | Olga Vargas | San Benito County Health Department | CUPA
10634578 | FA0000166 | Arco AM/PM | 90595855 | Arco AM/PM | 301 Gateway DR | HOLLISTER | 95023 | Confirmed/Updated Information | 2 | 10634578-002 | JOOR | A Stand-alone Tank | 10000 | 1999-01-01 |  |  | 1 |  | Motor Vehicle Fueling |  | Premium Unleaded |  |  | Double Wall | Fiberglass |  | Fiberglass |  | No | No | Yes | No | Double-walled | Pressure | Flexible |  | Flexible |  | Single-walled | Fiberglass |  | None |  | None | Fiberglass |  | None |  | Steel |  | None |  | Yes | Yes | Yes | Single-walled | Rigid Plastic |  | No | No | Yes |  | SHASHI SHARMA | SECRETARY | Annually |  | Site Plan Previously Submitted | Yes | Dry | VEEDOR ROOT | TLS350 | VEEDOR ROOT | 0794390-407 | No | [8 empty] | No | No |  | No |  |  | No |  | Yes | Dry | VEEDOR ROOT | TLS 350 | VEEDOR ROOT | 0794390-208 | Yes | Yes | No |  |  | Yes | veedor root | ppld 848480001 |  | Yes | Yes | No |  |  | No |  | No | No | No |  | Continuous |  |  |  | UNIVERSAL SENSOR | dls-01-24 | No | Yes | No | Yes | Single-walled |  |  | No | Yes | Yes | Yes | Yes | No | No | No | No | No | No | No | [8 empty] | Yes |  | SHASHI SHARMA | SECRETARY | RICK SINGH | GENERAL MANAGER | Tank Owner/Operator |  | SHASHI SHARMA | SECRETARY | 2023-12-07 14:11 | 2024-01-03 10:45 | Olga Vargas | San Benito County Health Department | CUPA
10634578 | FA0000166 | Arco AM/PM | 90595855 | Arco AM/PM | 301 Gateway DR | HOLLISTER | 95023 | Confirmed/Updated Information | 3 | 10634578-003 | JOOR | A Stand-alone Tank | 8000 | 1999-01-01 |  |  | 1 |  | Motor Vehicle Fueling |  | Diesel |  |  | Double Wall | Fiberglass |  | Fiberglass |  | No | No | Yes | No | Double-walled | Pressure | Flexible |  | Flexible |  | Single-walled | Fiberglass |  | None |  | None | Fiberglass |  | None |  | Steel |  | None |  | Yes | Yes | Yes | Single-walled | Rigid Plastic |  | No | No | Yes |  | SHASHI SHARMA | SECRETARY | Annually |  | Site Plan Previously Submitted | Yes | Dry | VEEDOR ROOT | TLS350 | VEEDOR ROOT | 0794390-407 | No | [8 empty] | No | No |  | No |  |  | No |  | Yes | Dry | VEEDOR ROOT | TLS 350 | VEEDOR ROOT | 0794390-208 | Yes | Yes | No |  |  | Yes | veedor root | ppld 848480001 |  | Yes | Yes | No |  |  | No |  | No | No | No |  | Continuous |  |  |  | UNIVERSAL SENSOR | dls-01-24 | No | Yes | No | Yes | Single-walled |  |  | No | Yes | Yes | Yes | Yes | No | No | No | No | No | No | No | [8 empty] | Yes |  | SHASHI SHARMA | SECRETARY | RICK SINGH | GENERAL MANAGER | Tank Owner/Operator |  | SHASHI SHARMA | SECRETARY | 2023-12-07 14:11 | 2024-01-03 10:45 | Olga Vargas | San Benito County Health Department | CUPA
10634854 | FA0000232 | R-C MINI MART INC | 90378790 | BMF Racing Co. | 250 San Benito ST | HOLLISTER | 95023 | Confirmed/Updated Information | 35-02-13-01 | 10634854-001 | Modern Welding | A Stand-alone Tank | 8000 | 1989-09-26 |  |  | 1 |  | Motor Vehicle Fueling |  | Regular Unleaded |  |  | Double Wall | Steel |  | Fiberglass |  | No | No | Yes | No | Double-walled | Pressure | Fiberglass |  | Fiberglass |  | Single-walled | Fiberglass |  | None |  | None | Fiberglass |  | None |  | Fiberglass |  | None |  | Yes | Yes | Yes | Single-walled | Steel |  | No | No | Yes |  | Khe Le | Co-Owner | Annually |  | Site Plan Previously Submitted | Yes | Pressurized | Veeder Root | TLS-350 | Veeder Root | 794390-420 | No | [8 empty] | No | No |  | No |  |  | No |  | Yes | Pressurized | Veeder Root | TLS-350 | VEEDER ROOT | 794380-208 | Yes | Yes | No |  |  | Yes | Veeder Root | 331196-001 |  | Yes | Yes | No |  |  | No |  | No | No | No |  | Float and Chain Assembly |  | Bravo |  |  |  | No | No | No | Yes | Single-walled |  |  | No | Yes | Yes | No | No | No | No | No | No | No | No | Yes | [7 empty] | Designated Operator | No |  | cristian valdez | c0-owner | rosario lugo cervantes | CO-OWNER | Facility Owner/Operator |  | Khe Le | Co-Owner | 2024-02-29 09:31 | 2024-07-22 11:19 | Olga Vargas | San Benito County Health Department | CUPA
10634854 | FA0000232 | R-C MINI MART INC | 90378790 | BMF Racing Co. | 250 San Benito ST | HOLLISTER | 95023 | Confirmed/Updated Information | 35-02-13-02 | 10634854-002 | Modern Welding | A Stand-alone Tank | 8000 | 1989-09-26 |  |  | 1 |  | Motor Vehicle Fueling |  | Premium Unleaded |  |  | Double Wall | Steel |  | Fiberglass |  | No | No | Yes | No | Double-walled | Pressure | Fiberglass |  | Fiberglass |  | Single-walled | Fiberglass |  | None |  | None | Fiberglass |  | None |  | Fiberglass |  | None |  | Yes | Yes | Yes | Single-walled | Steel |  | No | No | Yes |  | Khe Le | Co-Owner | Annually |  | Site Plan Previously Submitted | Yes | Pressurized | Veeder Root | TLS-350 | Veeder Root | 794390-420 | No | [8 empty] | No | No |  | No |  |  | No |  | Yes | Pressurized | Veeder Root | TLS-350 | VEEDER ROOT | 794380-208 | Yes | Yes | No |  |  | Yes | Veeder Root | 331196-001 |  | Yes | Yes | No |  |  | No |  | No | No | No |  | Float and Chain Assembly |  | Bravo |  |  |  | No | No | No | Yes | Single-walled |  |  | No | Yes | Yes | No | No | No | No | No | No | No | No | Yes | [7 empty] | Designated Operator | No |  | cristian valdez | c0-owner | rosario lugo cervantes | CO-OWNER | Facility Owner/Operator |  | Khe Le | Co-Owner | 2024-02-29 09:31 | 2024-07-22 11:19 | Olga Vargas | San Benito County Health Department | CUPA
10634854 | FA0000232 | R-C MINI MART INC | 90378790 | BMF Racing Co. | 250 San Benito ST | HOLLISTER | 95023 | Confirmed/Updated Information | 35-02-13-03 | 10634854-003 | Modern Welding | A Stand-alone Tank | 8000 | 1989-09-26 |  |  | 1 |  | Motor Vehicle Fueling |  | Diesel |  |  | Double Wall | Steel |  | Fiberglass |  | No | No | Yes | No | Double-walled | Pressure | Fiberglass |  | Fiberglass |  | Single-walled | Fiberglass |  | None |  | None | Fiberglass |  | None |  | Fiberglass |  | None |  | Yes | Yes | Yes | Single-walled | Steel |  | No | No | Yes |  | Khe Le | Co-Owner | Annually |  | Site Plan Previously Submitted | Yes | Pressurized | Veeder Root | TLS-350 | Veeder Root | 794390-420 | No | [8 empty] | No | No |  | No |  |  | No |  | Yes | Pressurized | Veeder Root | TLS-350 | VEEDER ROOT | 794380-208 | Yes | Yes | No |  |  | Yes | Veeder Root | 331196-001 |  | Yes | Yes | No |  |  | No |  | No | No | No |  | Float and Chain Assembly |  | Bravo |  |  |  | No | No | No | Yes | Single-walled |  |  | No | Yes | Yes | No | No | No | No | No | No | No | No | Yes | [7 empty] | Designated Operator | No |  | cristian valdez | c0-owner | rosario lugo cervantes | CO-OWNER | Facility Owner/Operator |  | Khe Le | Co-Owner | 2024-02-29 09:31 | 2024-07-22 11:19 | Olga Vargas | San Benito County Health Department | CUPA
10634860 | FA0000233 | LUCKY ZONE, INC | 90378808 | One Stop Gas & Liquors Inc. | 710 San Benito ST | HOLLISTER | 95023 | Confirmed/Updated Information | 1 | 10634860-001 | Modern Welding | A Stand-alone Tank | 10000 | 1992-05-31 |  |  | 1 |  | Motor Vehicle Fueling |  | Regular Unleaded |  |  | Double Wall | Steel |  | Jacketed |  | No | No | Yes | No | Double-walled | Pressure | Fiberglass |  | Fiberglass |  | Single-walled | Fiberglass |  | Fiberglass |  | None | Fiberglass |  | Fiberglass |  | Steel |  | None |  | Yes | Yes | Yes | Single-walled | Fiberglass |  | No | No | Yes |  | Jessie Brar | Owner | Annually |  | New Plan Submitted | Yes | Dry | veeder root | TLS-350 | Veeder-Root | 794380-420 | No | [8 empty] | No | No |  | No |  |  | No |  | Yes | Dry | veeder root | TLS 350 | veeder root | 794380-208 | Yes | Yes | No |  |  | Yes | veeder root | TLS 350 |  | Yes | Yes | No |  |  | No |  | No | No | No |  | Continuous |  | veeder root | TLS-350 | veeder root | 794380-208 | Yes | Yes | Yes | Yes | Single-walled |  |  | No | Yes | Yes | Yes | No | No | No | No | No | No | Yes | Yes | [8 empty] | Yes |  | Jessie Brar | Owner | Balvir Brar | Owner | Tank Owner/Operator |  | Jessie Brar |  | 2024-01-30 12:27 | 2024-07-16 08:50 | Olga Vargas | San Benito County Health Department | CUPA
10634860 | FA0000233 | LUCKY ZONE, INC | 90378808 | One Stop Gas & Liquors Inc. | 710 San Benito ST | HOLLISTER | 95023 | Confirmed/Updated Information | 2 | 10634860-002 | Modern Welding | A Stand-alone Tank | 10000 | 1992-05-31 |  |  | 1 |  | Motor Vehicle Fueling |  | Regular Unleaded |  |  | Double Wall | Steel |  | Jacketed |  | No | No | Yes | No | Double-walled | Pressure | Fiberglass |  | Fiberglass |  | Single-walled | Fiberglass |  | Fiberglass |  | None | Fiberglass |  | Fiberglass |  | Steel |  | None |  | Yes | Yes | Yes | Single-walled | Fiberglass |  | No | No | Yes |  | Jessie Brar | Owner | Annually |  | New Plan Submitted | Yes | Dry | veeder root | TLS-350 | Veeder-Root | 794380-420 | No | [8 empty] | No | No |  | No |  |  | No |  | Yes | Dry | veeder root | TLS 350 | veeder root | 794380-208 | Yes | Yes | No |  |  | Yes | veeder root | TLS 350 |  | Yes | Yes | No |  |  | No |  | No | No | No |  | Continuous |  | veeder root | TLS-350 | veeder root | 794380-208 | Yes | Yes | Yes | Yes | Single-walled |  |  | No | Yes | Yes | Yes | No | No | No | No | No | No | Yes | Yes | [8 empty] | Yes |  | Jessie Brar | Owner | Balvir Brar | Owner | Tank Owner/Operator |  | Jessie Brar |  | 2024-01-30 12:27 | 2024-07-16 08:50 | Olga Vargas | San Benito County Health Department | CUPA
10634950 | FA0000259 | SHOP N SAVE | 90596407 | SHOP N SAVE | 1615 SAN JUAN RD | HOLLISTER | 95023 | Confirmed/Updated Information | 35-02-24-01 | 10634950-002 | JOOR | A Stand-alone Tank | 12000 | 1998-01-01 |  |  | 1 |  | Motor Vehicle Fueling |  | Regular Unleaded |  |  | Double Wall | Steel |  | Jacketed |  | No | No | Yes | No | Double-walled | Pressure | Flexible |  | Flexible |  | Single-walled | Fiberglass |  | None |  | None | Fiberglass |  | None |  | Steel |  | None |  | Yes | Yes | Yes | Single-walled | Rigid Plastic |  | No | No | Yes |  | AMIT WALIA | OWNER | Annually |  | New Plan Submitted | Yes | Dry | VEEDER-ROOT | TLS350 | VEEDER-ROOT | 794380-420 | No | [8 empty] | No | No |  | No |  |  | No |  | Yes | Dry | VEEDER-ROOT | TLS350 | VEEDER-ROOT | 794380-208 | Yes | Yes | Yes | RED JACKET | FX1V | No | [5 empty] | No |  |  | No |  | No | No | No |  | Continuous |  | VEEDER-ROOT | TLS350 | VEEDER-ROOT | 794380-208 | Yes | Yes | Yes | Yes | Single-walled |  |  | No | Yes | Yes | Yes | Yes | No | No | No | No | No | Yes | No | [8 empty] | Yes |  | AMIT WALIA | OWNER | JOE GAUNA | GEN MANAGER | Facility Owner/Operator |  | AMIT WALIA | OWNER | 2022-04-13 13:07 | 2022-04-13 13:24 | Olga Vargas | San Benito County Health Department | CUPA
10634950 | FA0000259 | SHOP N SAVE | 90596407 | SHOP N SAVE | 1615 SAN JUAN RD | HOLLISTER | 95023 | Confirmed/Updated Information | 35-02-24-02 | 10634950-003 | JOOR | A Stand-alone Tank | 8000 | 1998-01-01 |  |  | 1 |  | Motor Vehicle Fueling |  | Diesel |  |  | Double Wall | Steel |  | Jacketed |  | No | No | Yes | No | Double-walled | Pressure | Flexible |  | Flexible |  | Single-walled | Fiberglass |  | None |  | None | Fiberglass |  | None |  | Steel |  | None |  | Yes | Yes | Yes | Single-walled | Rigid Plastic |  | No | No | Yes |  | AMIT WALIA | OWNER | Annually |  | New Plan Submitted | Yes | Dry | VEEDER-ROOT | TLS350 | VEEDER-ROOT | 794380-420 | No | [8 empty] | No | No |  | No |  |  | No |  | Yes | Dry | VEEDER-ROOT | TLS350 | VEEDER-ROOT | 794380-208 | Yes | Yes | Yes | FEPETRO | DIESEL | No | [5 empty] | No |  |  | No |  | No | No | No |  | Continuous |  | VEEDER-ROOT | TLS350 | VEEDER-ROOT | 794380-208 | Yes | Yes | Yes | Yes | Single-walled |  |  | No | Yes | Yes | Yes | Yes | No | No | No | No | No | Yes | No | [8 empty] | Yes |  | AMIT WALIA | OWNER | JOE GAUNA | GEN MANAGER | Facility Owner/Operator |  | AMIT WALIA | OWNER | 2022-04-13 13:07 | 2022-04-13 13:24 | Olga Vargas | San Benito County Health Department | CUPA
10634950 | FA0000259 | SHOP N SAVE | 90596407 | SHOP N SAVE | 1615 SAN JUAN RD | HOLLISTER | 95023 | Confirmed/Updated Information | 35-02-24-03 | 10634950-001 | JOOR | A Stand-alone Tank | 10000 | 1998-01-01 |  |  | 1 |  | Motor Vehicle Fueling |  | Premium Unleaded |  |  | Double Wall | Steel |  | Jacketed |  | No | No | Yes | No | Double-walled | Pressure | Flexible |  | Flexible |  | Single-walled | Fiberglass |  | None |  | None | Fiberglass |  | None |  | Steel |  | None |  | Yes | Yes | Yes | Single-walled | Rigid Plastic |  | No | No | Yes |  | AMIT WALIA | OWNER | Annually |  | New Plan Submitted | Yes | Dry | VEEDER-ROOT | TLS350 | VEEDER-ROOT | 794380-420 | No | [8 empty] | No | No |  | No |  |  | No |  | Yes | Dry | VEEDER-ROOT | TLS350 | VEEDER-ROOT | 794380-208 | Yes | Yes | Yes | RED JACKET | FX1V | No | [5 empty] | No |  |  | No |  | No | No | No |  | Continuous |  | VEEDER-ROOT | TLS350 | VEEDER-ROOT | 794380-208 | Yes | Yes | Yes | Yes | Single-walled |  |  | No | Yes | Yes | Yes | Yes | No | No | No | No | No | Yes | No | [8 empty] | Yes |  | AMIT WALIA | OWNER | JOE GAUNA | GEN MANAGER | Facility Owner/Operator |  | AMIT WALIA | OWNER | 2022-04-13 13:07 | 2022-04-13 13:24 | Olga Vargas | San Benito County Health Department | CUPA
10635088 | FA0000297 | HAZEL HAWKINS HOSPITAL | 90596608 | HAZEL HAWKINS HOSPITAL | 911 SUNSET DR | HOLLISTER | 95023 | Confirmed/Updated Information | 1 | 10635088-001 | Containment Solutions | A Stand-alone Tank | 6000 | 2009-10-01 |  |  | 1 |  | Emergency Generator Fuel |  | Diesel |  |  | Double Wall | Fiberglass |  | Fiberglass |  | Yes | No | Yes | No | Double-walled | Conventional Suction | Flexible |  | Flexible |  | Double-walled | Fiberglass |  | Fiberglass |  | Double-walled | Fiberglass |  | Fiberglass |  | Steel |  | Fiberglass |  | Yes | Yes | Yes | Double-walled | Fiberglass |  | No | No | Yes |  | Tom Bruce | Director of Facilities | Annually |  | Site Plan Previously Submitted | Yes | Liquid-Filled | veeder root | tls 350 | veeder root | 794380-303 | No | [8 empty] | No | No |  | No |  |  | Yes |  | Yes | Liquid | veeder root | tls 350 | veeder root | 794380-304 | No | No | No |  |  | No | [5 empty] | No |  |  | No |  | No | No | No |  | No Dispensers | [12 empty] | No | No | Yes | Yes | Yes | No | No | No | No | No | Yes | Yes | [8 empty] | Yes |  | Robert Ortega | Plant Operations Manager | Robert Ortega | Plant Operations Manager | Facility Owner/Operator |  | Tom Bruce | Director of Facilities | 2022-09-22 13:45 | 2022-10-06 12:32 | Olga Vargas | San Benito County Health Department | CUPA
10635112 | FA0000304 | SHELL GAS & MINI MART | 90607741 | SHELL GAS & MINI MART | 490 TRES PINOS RD | HOLLISTER | 95023 | Confirmed/Updated Information | 3 | 10635112-003 | buffalo | A Stand-alone Tank | 10000 | 1990-10-15 |  |  | 1 |  | Motor Vehicle Fueling |  | Diesel |  |  | Double Wall | Steel |  | Fiberglass |  | No | No | Yes | No | Double-walled | Pressure | Fiberglass |  | Fiberglass |  | Single-walled | Fiberglass |  | None |  | None | Fiberglass |  | None |  | Steel |  | None |  | Yes | Yes | No | Single-walled | Steel |  | No | No | Yes |  | kulwinder singh | owner | Annually |  | New Plan Submitted | Yes | Dry | GILBARCO/VEEDER-ROOT | TLS-350 | VEEDER ROOT | 794390-420 | No | [8 empty] | No | No |  | No |  |  | No |  | Yes | Dry | VEEDER ROOT | TLS-350 | Ronan | LS 3 | Yes | Yes | Yes | Red Jacket | FX 1 | No | [5 empty] | No |  |  | No |  | No | No | No |  | Electronic Stand-alone |  |  |  | BEAUDREAU | Crystal Ray | No | Yes | No | No | Single-walled |  |  | No | Yes | Yes | Yes | No | No | No | No | No | No | Yes | No | [8 empty] | Yes | NEW OWNER | KULWINDER SINGH | OWNER/OPERATOR | MANJEET KAUR | OWNER | Tank Owner/Operator |  | kulwinder singh | OWNER | 2024-02-22 09:49 | 2024-07-22 16:26 | Olga Vargas | San Benito County Health Department | CUPA
10635112 | FA0000304 | SHELL GAS & MINI MART | 90607741 | SHELL GAS & MINI MART | 490 TRES PINOS RD | HOLLISTER | 95023 | Confirmed/Updated Information | 2 | 10635112-002 | buffalo | A Stand-alone Tank | 10000 | 1990-10-15 |  |  | 1 |  | Motor Vehicle Fueling |  | Premium Unleaded |  |  | Double Wall | Steel |  | Fiberglass |  | No | No | Yes | No | Double-walled | Pressure | Fiberglass |  | Fiberglass |  | Single-walled | Fiberglass |  | None |  | None | Fiberglass |  | None |  | Steel |  | None |  | Yes | Yes | No | Single-walled | Steel |  | No | No | Yes |  | kulwinder singh | owner | Annually |  | New Plan Submitted | Yes | Dry | GILBARCO/VEEDER-ROOT | TLS-350 | VEEDER ROOT | 794390-420 | No | [8 empty] | No | No |  | No |  |  | No |  | Yes | Dry | VEEDER ROOT | TLS-350 | Ronan | LS 3 | Yes | Yes | Yes | RED JACKET | FX 1 | No | [5 empty] | No |  |  | No |  | No | No | No |  | Electronic Stand-alone |  |  |  | BEAUDREAU | Crystal Ray | No | Yes | Yes | No | Single-walled |  |  | No | Yes | Yes | Yes | No | No | No | No | No | No | Yes | No | [8 empty] | Yes | NEW OWNER | KULWINDER SINGH | OWNER/OPERATOR | MANJEET KAUR | OWNER | Tank Owner/Operator |  | kulwinder singh | OWNER | 2024-02-22 09:49 | 2024-07-22 16:26 | Olga Vargas | San Benito County Health Department | CUPA
10635112 | FA0000304 | SHELL GAS & MINI MART | 90607741 | SHELL GAS & MINI MART | 490 TRES PINOS RD | HOLLISTER | 95023 | Confirmed/Updated Information | 35-02-25-01 | 10635112-001 | buffalo | A Stand-alone Tank | 10000 | 1990-10-15 |  |  | 1 |  | Motor Vehicle Fueling |  | Regular Unleaded |  |  | Double Wall | Steel |  | Fiberglass |  | No | No | Yes | No | Double-walled | Pressure | Fiberglass |  | Fiberglass |  | Single-walled | Fiberglass |  | None |  | None | Fiberglass |  | None |  | Steel |  | None |  | Yes | Yes | No | Single-walled | Steel |  | No | No | Yes |  | kulwinder singh | owner | Annually |  | New Plan Submitted | Yes | Dry | GILBARCO/VEEDER-ROOT | TLS-350 | VEEDER ROOT | 794390-420 | No | [8 empty] | No | No |  | No |  |  | No |  | Yes | Dry | VEEDER ROOT | TLS-350 | Ronan | LS 3 | Yes | Yes | Yes | Red Jacket | FX 1 | No | [5 empty] | No |  |  | No |  | No | No | No |  | Electronic Stand-alone |  |  |  | BEAUDREAU | Crytal Ray | No | Yes | No | No | Single-walled |  |  | No | Yes | Yes | Yes | No | No | No | No | No | No | Yes | No | [8 empty] | Yes | NEW OWNER | KULWINDER SINGH | OWNER/OPERATOR | MANJEET KAUR | OWNER | Tank Owner/Operator |  | kulwinder singh | OWNER | 2024-02-22 09:49 | 2024-07-22 16:26 | Olga Vargas | San Benito County Health Department | CUPA
10709776 |  | Torres Inc./ Printex Concrete Products | 90707959 | Torres Inc./Printex Concrete Products | 1601 Lana Way | Hollister | 95023 | Confirmed/Updated Information | Diesel | 10709776-001 | Modern Welding | A Stand-alone Tank | 12000 | 1990-01-01 |  |  | 1 |  | Motor Vehicle Fueling |  | Diesel |  |  | Double Wall | Steel |  | Fiberglass |  | No | No | No | Yes | Double-walled | 23 CCR §2636(a)(3) Suction | Fiberglass |  | Fiberglass |  | Single-walled | Fiberglass |  | None |  | None | None |  | None |  | Steel |  | None |  | Yes | Yes | No | No Dispensers | None |  | No | No | Yes |  |  |  | Annually |  | New Plan Submitted | Yes | Dry | Veeder Root | TLS300 | Veeder Root | 794390-420 | No | [8 empty] | No | No |  | No |  |  | No |  | Yes | Dry | Veeder Root | TLS300 | Veeder Root | 794380-208 | No | No | No |  |  | No | [5 empty] | No |  |  | No |  | Yes | No | No |  | No Dispensers |  |  |  | veeder root | 847970-001 | No | Yes | No | Yes | Single-walled |  |  | No | Yes | Yes | Yes | No | No | No | No | No | No | No | No | [8 empty] | Yes |  | Jackie Torres Spears | Vice President | Sean Stevenson | Job superintendent |  |  |  |  | 2022-12-29 09:11 | 2023-01-09 10:38 | Olga Vargas | San Benito County Health Department | CUPA
10709776 |  | Torres Inc./ Printex Concrete Products | 90707959 | Torres Inc./Printex Concrete Products | 1601 Lana Way | Hollister | 95023 | Confirmed/Updated Information | Used Oil | 10709776-004 | Modern Welding | A Stand-alone Tank | 550 | 1990-01-01 |  |  | 1 |  | Hazardous Waste (includes used oil) |  | Used Oil |  |  | Double Wall | Steel |  | Fiberglass |  | No | No | No | Yes | Other | Gravity | None |  | None |  | None | Fiberglass |  | None |  | None | None |  | None |  | Steel |  | None |  | Yes | Yes | No | No Dispensers | None |  | No | No | Yes |  |  |  | Annually |  | New Plan Submitted | Yes | Dry | Veeder Root | TLS300 | Veeder Root | 794390-420 | No | [8 empty] | No | No |  | No |  |  | No |  | No | [7 empty] | No |  |  | No | [5 empty] | No |  |  | No |  | No | Yes | No |  | No Dispensers | [12 empty] | No | Yes | Yes | Yes | No | No | No | No | No | No | No | No | [8 empty] | Yes |  | Jackie Torres Spears | Vice President | Sean Stevenson | Job superintendent |  |  |  |  | 2022-12-29 09:11 | 2023-01-09 10:38 | Olga Vargas | San Benito County Health Department | CUPA
10709776 |  | Torres Inc./ Printex Concrete Products | 90707959 | Torres Inc./Printex Concrete Products | 1601 Lana Way | Hollister | 95023 | Confirmed/Updated Information | New Oil | 10709776-002 | Modern Welding | A Stand-alone Tank | 550 | 1990-01-01 |  |  | 1 |  | Other |  | Other Petroleum | New Engine Oil |  | Double Wall | Steel |  | Fiberglass |  | No | No | No | Yes | Double-walled | 23 CCR §2636(a)(3) Suction | Rigid Plastic |  | Rigid Plastic |  | Single-walled | Fiberglass |  | None |  | None | None |  | None |  | Steel |  | None |  | Yes | Yes | No | No Dispensers |  |  | No | No | Yes |  |  |  | Annually |  | New Plan Submitted | Yes | Dry | Veeder Root | TLS300 | Veeder Root | 794390-420 | No | [8 empty] | No | No |  | No |  |  | No |  | Yes | Dry | Veeder Root | TLS300 | Veeder Root | 794380-208 | No | No | No |  |  | No | [5 empty] | No |  |  | No |  | Yes | No | No |  | No Dispensers | [12 empty] | No | Yes | Yes | Yes | No | No | No | No | No | No | No | No | [8 empty] | Yes |  | Jackie Torres Spears | Vice President | Sean Stevenson | Job superintendent |  |  |  |  | 2022-12-29 09:11 | 2023-01-09 10:38 | Olga Vargas | San Benito County Health Department | CUPA
10709776 |  | Torres Inc./ Printex Concrete Products | 90707959 | Torres Inc./Printex Concrete Products | 1601 Lana Way | Hollister | 95023 | Confirmed/Updated Information | Hydro Oil | 10709776-003 | Modern Welding | A Stand-alone Tank | 550 | 1990-01-01 |  |  | 1 |  | Other |  | Other Petroleum | Hydraulic Oil |  | Double Wall | Steel |  | Fiberglass |  | No | No | No | Yes | Double-walled | 23 CCR §2636(a)(3) Suction | Rigid Plastic |  | Rigid Plastic |  | Single-walled | Fiberglass |  | None |  | None | None |  | None |  | Steel |  | None |  | Yes | Yes | No | No Dispensers |  |  | No | No | Yes |  |  |  | Annually |  | New Plan Submitted | Yes | Dry | Veeder Root | TLS300 | Veeder Root | 794390-420 | No | [8 empty] | No | No |  | No |  |  | No |  | Yes | Dry | Veeder Root | TLS300 | Veeder Root | 794380-208 | No | No | No |  |  | No | [5 empty] | No |  |  | No |  | Yes | No | No |  | No Dispensers | [12 empty] | No | Yes | Yes | Yes | No | No | No | No | No | No | No | No | [8 empty] | Yes |  | Jackie Torres Spears | Vice President | Sean Stevenson | Job superintendent |  |  |  |  | 2022-12-29 09:11 | 2023-01-09 10:38 | Olga Vargas | San Benito County Health Department | CUPA

## UST Cert of Installation & Mod
Facility Identification and Location | [5 empty] | UST Certification Project Type |  |  |  |  | Work Authorized Under Permit |  | Contractor Information |  |  | Certification / Applicant Information | [5 empty] | Submittal / Acceptance Information |  |  | Regulator Information
1a | 1 | 3 | 103 | 104 |  | 483a-1 | 483a-2 | 483a-3 | 483a-4 | 483a-5 | 483b | 483c | 482a | 482b | 482c | 484 | 485 | 486 | 487 | 488 | 489
CERS ID | Facility ID | Facility Name | Facility Street Address | Facility City | Facility ZIP Code | Tank Installation / Replacement | Piping Installation / Replacement | Sump Installation / Replacement | Under Dispenser Containment Installation / Replacement | Other | Work Authorized Under Permit (Number or Date) | Description of Work Being Certified | Name of Contractor Who Performed Installation/ Modification | Contractor's License Number | Contractor's ICC Certification Number | Date Certified | Certifier’s Name | Certifier’s Title | Phone Number | Name of Certifier’s Employer | Certifier’s Relationship to Tank Owner | Date Submitted to CERS | Date Accepted by Regulator | Regulator Agent Name | Regulator Name | Regulator Type