## Overview
CERS UST Facility/Tank Data Download
This spreadsheet contains UST Facility, Tank, Monitoring Plan, and Certification of Installation/Modification data exported from the California Environmental Reporting System (CERS). Use Excel's worksheet tabs or the hyperlinks below to access the export data. Please note, this exported data only includes data that has been "Accepted" by Regulators. Any UST Facility data that has been "Submitted" but has never been "Accepted" by a Regulator is not shown.
Tank counts:
• | The ‘UST Facility Info’ table (the first generated worksheet) Field 404, ‘Total Number of USTs’, provides a count of all active tanks listed in the last accepted submittal shown on that table. It may not be equal to the next worksheet ‘UST Tank and Monitoring Plan Info Count of Exported Records’ shown on this page. The UST Tank and Monitoring Plan Info is a count of all tanks reported on all accepted submittals. In some cases, such as if a tank ID is altered or a business user reports additional tanks on a submittal, there will be tanks reported on one submittal and not on another. The ‘UST Tank and Monitoring Plan Info Count of Exported Records’ includes all such tanks.
• | Date Range vs No Date Range:
| o | Tanks reported in CERS that do not have a tank install date will be reported if no date range is selected. They will not be reported if a date range is selected.
| o | UPA staff are encouraged to ensure that all active tanks have a tank installation date and that all permanently closed or removed tanks have a tank closure date.
• | Report 6: This report will report all tanks and therefore should be consistent with ‘UST Tank and Monitoring Plan Info Count of Exported Records’. The date range limitations are also the same, tank records with no date installed or closed will not be counted if the report is run with a date range.
Data Export Date/Time: |  |  | 8/14/2024 3:51:13 PM
Record Filtering Criteria (if any): |  |  | Facility regulated by "Santa Monica Fire Department".
Generated Worksheets |  |  | Count of Exported Records
UST Facility Info |  |  | 41
UST Tank & Monitoring Plan Info |  |  | 101
UST Cert of Installation & Mod |  |  | 0
For more information about the meaning of the Unified Program Data Dictionary (UPDD) codes, visit the CUPA Data Registry at the following URL:
https://cersapps.calepa.ca.gov/DataRegistry

## UST Facility Info
Facility Identification and Location | [9 empty] | General UST Facility Permit Info | [6 empty] | Property Owner | [6 empty] | Tank Owner | [7 empty] | Tank Operator | [6 empty] | Petroleum UST Financial Responsibility Mechanism(s) | [10 empty] | Certification / Applicant Information |  |  |  | Submittal / Acceptance Information |  |  |  | Regulator Information
1a | 1 |  |  | 3 | 103 | 104 |  |  |  | 400 | 403 | 421 | 423 | 404 | 405 | 406 | 407 | 408 | 409 | 410 | 411 | 412 | 412a | 414 | 415 | 416 | 417 | 418 | 419 | 419a | 420 | 428-1 | 428-2 | 428-3 | 428-4 | 428-5 | 428-6 | 428-7 | 422-1 | 422-2 | 422-3 | 422-4 | 422-5 | 422-6 | 422-8 | 422-9 | 422-10 | 422-99 | 422-99a | 424 | 426 | 427 | 425
CERS ID | Facility ID | Organization Name | Organization Code | Facility Name | Facility Street Address | Facility City | Facility ZIP Code | Latitude Measure | Longitude Measure | Type of Action | UST Facility Type | BOE Number | Permit Holder Notification Information | Total Number of USTs | Indian or Trust Land | Supervisor of Division, Section, or Office | Name | Phone | Mailing Address | City | State | ZIP Code | Country | Name | Phone | Mailing Address | City | State | ZIP Code | Country | Type | Name | Phone | Mailing Address | City | State | ZIP Code | Country | Self- Insured | Guarantee | Insurance | Surety Bond | Letter of Credit | Exemption | State Fund and CFO letter | State Fund and CD | Local Government Mechanism | Other | Other Description | Date Certified | Applicant Name | Applicant Title | Applicant Phone | Date Submitted to CERS | Date Accepted by Regulator | Regulator Comment | Regulator Agent Name | Regulator Name | Regulator Type
10122169 | 90-1056.02 | H&S Energy, LLC | 90363457 | H&S Energy Products, LLC #2059 | 1732 Lincoln Blvd. | Santa Monica | 90404-4306 | 37.2719 | -119.2702 | Confirmed/Updated Information | Motor Vehicle Fueling | 044051246 | Tank Owner | 4 | No |  | H&S Energy, LLC | 714-761-5426 | 2860 N. Santiago Blvd | Orange | CA | 92867 | United States | H&S Energy, LLC | 714-761-5426 | 2860 N. Santiago Blvd | Orange | CA | 92867 | United States | Non-Government | H&S Energy Products, LLC | 714-761-5426 | 2860 N. Santiago Blvd | Orange | CA | 92867 | United States | No | No | No | No | No | No | Yes | No | No | No | [5 empty] | 2024-02-28 09:23 | 2024-06-12 12:34 | Thank you for your submittal. Your annual UST Facility Operating Permit Application has been reviewed and accepted for 2024.Your updated evidence of financial responsibility has been noted. | Deborah Bernhard | Santa Monica Fire Department | CUPA
10122172 | 90-1309.02 | H&S Energy, LLC | 90363457 | H&S Energy Products, LLC #2058 | 1330 Santa Monica Blvd. | Santa Monica | 90404-1708 | 37.2719 | -119.2702 | Confirmed/Updated Information | Motor Vehicle Fueling | 044051246 | Tank Owner | 3 | No |  | H&S Energy, LLC (Christian Torres) | 714-761-5426 | 2860 N. Santiago Blvd | Orange | CA | 92867 | United States | H&S Energy, LLC (Christian Torres) | 714-761-5426 | 2860 N. Santiago Blvd | Orange | CA | 92867 | United States | Non-Government | H&S Energy Products, LLC (Christian Torres) | 714-761-5426 | 2860 N. Santiago Blvd | Orange | CA | 92867 | United States | No | No | No | No | No | No | Yes | No | No | No | [5 empty] | 2024-02-28 09:19 | 2024-06-12 12:34 | Thank you for your submittal. Your annual UST Facility Operating Permit Application has been reviewed and accepted for 2024.Your updated evidence of financial responsibility has been noted. | Deborah Bernhard | Santa Monica Fire Department | CUPA
10122325 |  | BEACH GAS INC | 90393301 | BEACH GAS INC. | 1819 Cloverfield Blvd. | Santa Monica | 90404 | 37.2719 | -119.2702 | Confirmed/Updated Information | Motor Vehicle Fueling | 239489920 | Facility Owner | 4 | No |  | Beach Gas Inc. | 310-829-1631 | 1819 Cloverfield Blvd. | Santa Monica | CA | 90404 | United States | Simon Lavi | 310-829-1631 | 1819 Cloverfield Blvd. | Santa Monica | CA | 90404 | United States | Non-Government | Simon Lavi | 310-829-1631 | 1819 Cloverfield Blvd. | Santa Monica | CA | 90404 | United States | No | No | No | No | No | No | Yes | No | No | No |  |  | Robert Munakash | President | 310-828-0044 | 2023-02-28 18:02 | 2023-05-03 14:10 | Thank you for your submittal. Your annual UST reporting / permit application has been reviewed and accepted. It is IMPORTANT to note the following:The Cleanup Fund by statute will sunset on January 1, 2026, however UST owners andoperators will not be permitted to use the Cleanup Fund to demonstrate financialresponsibility after December 31, 2024. UST owners and operators currently utilizingthe Cleanup Fund as a financial responsibility mechanism will be required to provide analternative financial responsibility mechanism on or before December 31, 2024.Please be certain to properly prepare for the next reporting year. Thank you!! | Deborah Bernhard | Santa Monica Fire Department | CUPA
10122328 | 90-1409.05 | Speedway | 90807268 | SPEEDWAY No. 6173 | 2555 Lincoln Blvd. | Santa Monica | 90405 | 37.2719 | -119.2702 | Confirmed/Updated Information | Motor Vehicle Fueling | 230368960 | Facility Owner | 3 | No |  | BEST CALIFORNIA GAS, LTD. | 562-921-3581 | 13116 IMPERIAL HIGHWAY | SANTA FE SPRINGS | CA | 90670 | United States | BEST CALIFORNIA GAS, LTD. | 562-921-3581 | 13116 IMPERIAL HIGHWAY | SANTA FE SPRINGS | CA | 90670 | United States | Non-Government | STAR MSO INC. (KELLY KHOURY) | 818-368-1291 | 2555 LINCOLN BLVD. | SANTA MONICA | CA | 90405 | United States | No | No | Yes | No | No | No | No | No | No | No |  |  | BURKE D. ALBELDA | ENVIRONMENTAL COMPLIANCE SUPERVISOR | 310-869-4096 | 2023-12-05 13:28 | 2024-01-18 12:30 | UST Certification of Financial Responsibility has been reviewed and accepted. Thank you for your submittal! | Deborah Bernhard | Santa Monica Fire Department | CUPA
10122622 | 90-1437.02 | H&S Energy, LLC | 90363457 | H&S Energy Products, LLC #2057 | 432 Wilshire Blvd | Santa Monica | 90401-1410 | 34.0195 | -118.4974 | Confirmed/Updated Information | Motor Vehicle Fueling | 044051246 | Tank Owner | 2 | No |  | H&S Energy, LLC (Christian Torres) | 714-761-5426 | 2860 N. Santiago Blvd | Orange | CA | 92867 | United States | H&S Energy, LLC (Christian Torres) | 714-761-5426 | 2860 N. Santiago Blvd | Orange | CA | 92867 | United States | Non-Government | H&S Energy Products, LLC (Christian Torres) | 714-761-5426 | 2860 N. Santiago Blvd | Orange | CA | 92867 | United States | No | No | No | No | No | No | Yes | No | No | No | [5 empty] | 2024-02-28 09:14 | 2024-06-12 12:34 | Thank you for your submittal. Your annual UST Facility Operating Permit Application has been reviewed and accepted for 2024.Your updated evidence of financial responsibility has been noted. | Deborah Bernhard | Santa Monica Fire Department | CUPA
10123591 |  | Santa Monica-UCLA Medical Center and Orthopedic Hospital | 90074296 | Santa Monica-UCLA Medical Center and Orthopedic Hospital | 1250 16th St | Santa Monica | 90404 | 34.0275 | -118.4863 | Renewal Permit | Other | 44032062 | Tank Operator | 2 | No | Kurt Alexander, Facilities Manager 310.206.6043 | Regents of University of California | (310) 319-4338 | 1111 Franklin Street | Oakland | CA | 94607 | United States | Regents of University of California | 310.206.6043 | 1250 16th Street | Santa Monica | CA | 90404 | United States | State Agency | Santa Monica-UCLA Medical Center Kurt Alexander | 310.206.6043 | 1250 16th Street | Santa Monica | CA | 90404 | United States | Yes | No | No | No | No | No | No | No | No | No |  |  | Paul Watkins | Chief Administrative Officer | 4242598370 | 2023-10-02 14:57 | 2024-01-17 13:20 | Thank you for updating the contact information on your UST operating permit application. The changes have been noted in our database. The submittal has been reviewed and accepted. | Deborah Bernhard | Santa Monica Fire Department | CUPA
10123966 |  | Associated Ready Mixed Concrete Inc. | 90170026 | Associated Ready Mixed Concrete, Inc. | 1620 19th Street | Santa Monica | 90404 | 34.025 | -118.4778 | Confirmed/Updated Information | Motor Vehicle Fueling | 44037406 | Tank Operator | 1 | No |  | Pivital 650 California St., LLC Contact Andrew Cohn | 602-248-8181 | c/o Levine Investments Limited Partnership, 1702 E. Highland, Ste 310 | Phoenix | AZ | 85016 | United States | Associated Ready Mixed Concrete, Inc. Contact Kurt Caillier | 949-253-2800 | 4621 Teller Ave., Suite 130 | Newport Beach | CA | 92660 | United States | Non-Government | Associated Ready Mixed Concrete, Inc. Contact Alex Nichols | (949) 253-2800 | 4621 Teller Ave., Suite 130 | Newport Beach | CA | 92660 | United States | No | No | Yes | No | No | No | No | No | No | No |  |  | Alex Nichols | Director, Development and Compliance | 949-253-2800 | 2024-05-31 08:45 | 2024-06-11 11:39 | Thank you for your submittal. The UST Certification of Financial Responsibility has been reviewed and accepted for the current reporting year. | Deborah Bernhard | Santa Monica Fire Department | CUPA
10123999 |  | Santa Monica Municipal Airport | 90089293 | Aeroplex Group Partners LLC | 2501 Airport Ave | Santa Monica | 90405 | 34.0104 | -118.4556 | Confirmed/Updated Information | Other | 44042588 | Tank Operator | 1 | No |  | City of Santa Monica | 310-458-8591 | 3223 Donald Douglas Loop South | Santa Monica | CA | 90405 | United States | Stelios Makrides | 310-458-8591 | 3223 Donald Douglas Loop South | Santa Monica | CA | 90405 | United States | Local Agency/District | Luis Trujillo (Aeroplex) | 424-303-3800 | 3333 East Spring Street #204 | Long Beach | CA | 90806 | United States | Yes | No | No | No | No | No | No | No | No | No | [5 empty] | 2023-10-18 14:12 | 2023-11-09 13:24 | Thank you for your submittal - the following newly uploaded/updated forms have been reviewed and accepted:Owner Statement of Designated UST Operator Compliance UST Certification of Financial ResponsibilityUST Monitoring Site PlanUST Owner/Operator: Written AgreementUST Response Plan | Deborah Bernhard | Santa Monica Fire Department | CUPA
10124281 | FA- 00-3 4752 | Saint John's Medical Plaza | 90076531 | Saint John's Medical Plaza | 1301 20th Street | Santa Monica | 90404 | 34.03 | -118.4814 | Renewal Permit | Other | 44051880 | Tank Operator | 1 | No |  | Providence Health System Southern California | 310-793-8145 | 20555 Earl Street | Torrance | C | 90503 | United States | Alex Herr | 678.787.6270 | 20555 Earl Street | Torrance | CA | 90503 | United States | Non-Government | Charles Hartman | 951-768-9236 | 20555 EARL STREET | TORRANCE | CA | 90503 | United States | Yes | No | No | No | No | No | No | No | No | No |  |  | Sara Creagan | Property Mgr | 3104771900 | 2024-03-01 13:04 | 2024-06-12 17:14 | Thank you for your submittal. Your annual UST Facility Operating Permit Application has been reviewed and accepted for 2024. The following updated elements were noted and accepted:UST Statement of Understanding and Compliance FormOwner Statement of Designated UST Operator ComplianceEvidence of Financial Responsibility - updatedUST Owner and UST Operator: Written AgreementFACILITY IDENTIFICATION Unit response planThank you for your submittal! | Deborah Bernhard | Santa Monica Fire Department | CUPA
10128148 | SM-FA0-000281 | Big Blue Bus Maintenance Facility | 90090067 | Big Blue Bus Maintenance Facility | 1660 7th st | Santa Monica | 90401 | 34.015 | -118.4882 | Confirmed/Updated Information | Motor Vehicle Fueling | 44010546 | Facility Operator | 1 | No |  | CSM Community Development/David Martin | (310)458-8767 | 1901 Main St. - E | Santa Monica | CA | 90401 | United States | City of Santa Monica/David White | (310)458-8301 | 1685 Main St. - #209 | Santa Monica | CA | 90401 | United States | Local Agency/District | CSM Big Blue Bus/David Nanjo | (310)458-1975 x2387 | 1660 7th St. | Santa Monica | CA | 90401 | United States | No | No | No | No | No | No | No | No | Yes | No | [5 empty] | 2022-11-23 08:53 | 2022-11-28 16:56 | Thank you for updating the UST Certification of Financial Responsibility. Your submittal has been reviewed and accepted. | Deborah Bernhard | Santa Monica Fire Department | CUPA
10129348 |  | Toyota Santa Monica | 90094711 | Hyundai Santa Monica | 801 Santa Monica Blvd | Santa Monica | 90401 | 34.0199 | -118.4914 | Confirmed/Updated Information | Other | 44045356 | Facility Operator | 2 | No |  | Sheridan Family Partnership / Dan Sheridan | 310-895-3835 | 2622 Springbrook court | Thousand Oaks | Ca | 91362 | United States | Sheridan Family Partnership / Dan Sheridan | 310-895-3835 | 2622 Springbrook court | Thousand Oaks | Ca | 91362 | United States | Non-Government | John Bolter | 310-255-6017 | 801 Santa Monica blvd | Santa Monica | Ca | 90401 | United States | No | No | Yes | No | No | No | No | No | No | No |  |  | Jeff Ross | Shop Foreman | 310-382-8820 | 2024-01-24 12:03 | 2024-01-29 15:12 | Owner Statement of Designated UST Operator Compliance forms have been reviewed and accepted. Thank you! | Deborah Bernhard | Santa Monica Fire Department | CUPA
10133554 |  | Southern California Disposal Co., Inc. | 90110572 | Southern California Disposal Co., Inc. | 2329 Delaware Avenue | Santa Monica | 90404 | 34.0254 | -118.4682 | Renewal Permit | Motor Vehicle Fueling | 44010521 | Tank Operator | 3 | No |  | Samuel V. Kardashian | (310) 828-6444 | P.O. Box 25666 | Los Angeles | CA | 90025 | United States | Samuel V. Kardashian | (310) 828-6444 | P.O. Box 25666 | Los Angeles | CA | 90404 | United States | Non-Government | Luke S. Kardashian, So. Calif. Disposal | (310) 828-6444 | P.O. Box 25666 | Los Angeles | CA | 90404 | United States | No | No | Yes | No | No | No | No | No | No | No |  |  | Seta S. Kardashian | Vice President | (310) 828-6444 | 2022-08-26 17:43 | 2022-09-29 12:30 | Your 2022 Underground Storage Tank certification has been reviewed and accepted. Thank you for updating Financial Assurance and Owner Statement of Designated UST Operator Compliance. | Deborah Bernhard | Santa Monica Fire Department | CUPA
10133593 |  | Southern California Gas Company | 90000280 | Southern California Gas Company: Santa Monica Base | 1701 Stewart St. | Santa Monica | 90404 | 34.032 | -118.4661 | Confirmed/Updated Information | Motor Vehicle Fueling | 44011410 | Tank Owner | 1 | No |  | Bryan Gordon for SCG | 310 560-8596 | 8141 Gulana Ave. SC9585 | Playa Del Rey | Ca | 90293-7930 | United States | Bryan Gordon for SCG | 310 560-8596 | 8141 Gulana Ave. SC9585 | Playa Del Rey | CA | 90293-7930 | United States | Non-Government | Bryan Gordon | 310 560-8596 | 8141 Gulana Ave. SC9585 | Playa Del Rey | Ca | 90293-7930 | United States | No | No | No | No | No | No | Yes | No | No | No |  |  | Bryan Gordon | Technical Advisor Environmental | 310 578-2667 | 2024-03-29 12:54 | 2024-06-10 10:48 | Thank you for updating Financial Responsibility. Reviewed and accepted for 2024! | Deborah Bernhard | Santa Monica Fire Department | CUPA
10134292 |  | Saint John's Health Center | 90113140 | Providence Saint John's Health Center | 2121 Santa Monica Blvd | Santa Monica | 90404 | 37.1481 | -119.6442 | Confirmed/Updated Information | Other | 44051310 | Tank Operator | 3 | No | Paul Johnson | Providence Health & Services - Barbara Reynolds | 425-525-3980 | 1801 Lind Ave. SW, #9016 | Renton | WA | 98057 | United States | Providence Saint John's Health Center - David Tam | 310-829-8155 | 2121 Santa Monica Blvd. | Santa Monica | CA | 90404 | United States | Non-Government | Paul Johnson | 310-829-8592 | 2121 Santa Monica Blvd. | Santa Monica | CA | 90404 | United States | No | No | Yes | No | No | No | No | No | No | No |  |  | David Tam | Chief Operating Officer | 310-829-8055 | 2018-01-26 12:03 | 2018-02-15 15:20 | Documentation used to satisfy financial responsibility is Accepted. Thank you. -m | Monica Hanley | Santa Monica Fire Department | CUPA
10141839 |  | Frontier California, Inc. | 90000160 | Frontier California, Inc. - Santa Monica CO | 1314 7th St | Santa Monica | 90401 | 34.0196 | -118.4934 | Confirmed/Updated Information | Other | 44007526 | Tank Owner | 1 | No |  | Frontier California Inc.; attn: Masood Choudhury | 909-620-5962 | 280 S. Locust Street | Pomona | CA | 91766 | United States | Frontier California Inc.; attn: Masood Choudhury | 909-620-5962 | 280 S. Locust Street | Pomona | CA | 91766 | United States | Non-Government | Frontier California Inc.; attn: Masood Choudhury | 909-620-5962 | 280 S. Locust Street | Pomona | CA | 91766 | United States | No | No | Yes | No | No | No | No | No | No | No |  |  | Masood Choudhury | Global EH&S Manager | 909-620-5962 | 2023-12-07 08:53 | 2024-01-18 12:32 | Updated Designated UST Operator Identification Form has been reviewed, changes noted and submittal accepted. Thank you for your submittal! | Deborah Bernhard | Santa Monica Fire Department | CUPA
10141843 |  | Frontier California, Inc. | 90000160 | Frontier California, Inc. - Santa Monica Toll | 2001 Broadway | Santa Monica | 90404 | 34.0275 | -118.4784 | Confirmed/Updated Information | Other | 044007526 | Tank Operator | 1 | No |  | Frontier California Inc.; attn: Masood Choudhury | 909-620-5962 | 280 S. Locust Street | Pomona | CA | 91766 | United States | Frontier California Inc.; attn: Masood Choudhury | 909-620-5962 | 280 S. Locust Street | Pomona | CA | 91766 | United States | Non-Government | Frontier California Inc.; attn: Masood Choudhury | 909-620-5962 | 280 S. Locust St | Pomona | CA | 91766 | United States | No | No | Yes | No | No | No | No | No | No | No |  |  | Masood Choudhury | Global EH&S Manager | 909-620-5962 | 2023-12-07 08:55 | 2024-01-18 12:33 | Updated Designated UST Operator Identification Form has been reviewed, changes noted and submittal accepted. Also noted update to BOE number. Thank you for your submittal! | Deborah Bernhard | Santa Monica Fire Department | CUPA
10141899 | 90-1143.01 | Frontier California, Inc. | 90000160 | Frontier California Inc.: Sunset CO | 1515 Ocean Park Blvd | Santa Monica | 90405 | 34.0112 | -118.4691 | Confirmed/Updated Information | Other | 044007526 | Tank Owner | 1 | No |  | Frontier California Inc.; attn: Masood Choudhury | 909-620-5962 | 280 S. Locust Street | Pomona | CA | 91766 | United States | Frontier California Inc.; attn: Masood Choudhury | 909-620-5962 | 280 S. Locust Street | Pomona | CA | 91766 | United States | Non-Government | Frontier California Inc.; attn: Masood Choudhury | 909-620-5962 | 280 S. Locust Street | Pomona | CA | 91766 | United States | No | No | Yes | No | No | No | No | No | No | No |  |  | Masood Choudhury | Global EH&S Manager | 909-620-5962 | 2023-12-07 09:25 | 2024-01-18 12:33 | Updated Designated UST Operator Identification Form has been reviewed, changes noted and submittal accepted. Also noted update to BOE number. Thank you for your submittal! | Deborah Bernhard | Santa Monica Fire Department | CUPA
10172961 |  | 2700 Colorado, LLC | 90139753 | Office Block Investment LLC | 2700 Colorado Ave | Santa Monica | 90404 | 34.0314 | -118.4697 | Permanent Facility Closure | Other | 44052217 | Facility Owner | 0 | No |  | Office Block Investment LLC/ Agent for owner Steven R. Madson | 310-449-1800 | 2700 Colorado Ave, #110 | Santa Monica | CA | 90404 | United States | Office Block Investment LLC/ Agent for owner Steven R. Madson | 310-449-1800 | 2700 Colorado Ave, #110 | Santa Monica | CA | 90404 | United States | Non-Government | Daniel Garcia | 310-449-1800 | 2700 Colorado Ave, #110 | Santa Monica | CA | 90404 | United States | No | No | Yes | No | No | No | No | No | No | No |  |  | Stacy McPeak | Asset Manager | 310-449-1800 | 2022-11-10 14:33 | 2022-11-23 13:39 | Confirming the underground storage tank has been removed at this location with the oversight of Santa Monica Fire Department. Thank you for making the requested correction to your submittal. | Deborah Bernhard | Santa Monica Fire Department | CUPA
10172983 |  | Apro LLC | 90161914 | UNITED #008 | 1776 Cloverfield Blvd | Santa Monica | 90404 | 34.0254 | -118.4708 | Confirmed/Updated Information | Motor Vehicle Fueling | 044040092 | Facility Operator | 4 | No |  | Two Unoil LLC (Daniel Saparzadeh) | 310-442-6006 | 11950 San Vicente Blvd Ste 200 | Los Angeles | Ca | 90049 | United States | Apro LLC (Contact Name Tom Robins) | 310-323-3992 | 4130 Cover Street | Long Beach | CA | 90808 | United States | Non-Government | Apro LLC (Contact Name Tom Robins) | 310-323-2992 | 4130 Cover Street | Long Beach | CA | 90808 | United States | No | No | Yes | No | No | No | No | No | No | No |  |  | Allen Faass | Compliance Mgr | 949-289-5286 | 2024-01-01 22:10 | 2024-01-22 17:00 | Thank you for updating your BOE Number - you have submitted an application for renewal of the permit to operate an underground storage tank via the California Environmental Reporting System (CERS). The 2024 submittal has been received, reviewed and accepted. | Deborah Bernhard | Santa Monica Fire Department | CUPA
10173047 |  | Community Corporation of Santa Monica | 90731317 | COMMUNITY CORPORATION OF SANTA MONICA | 2120 LINCOLN BLVD | SANTA MONICA | 90405 | 34.0104 | -118.4811 | Permanent Facility Closure | Motor Vehicle Fueling | 44042402 | Facility Owner | 0 | No |  | COMMUNITY CORPORATION OF SANTA MONICA (VICTOR ANSLEY) | 310-394-8487 EXT 135 | 1423 2ND STREET, SUITE B | SANTA MONICA | CA | 90401 | United States | COMMUNITY CORPORATION OF SANTA MONICA (VIXTOR ANSLEY) | 310-394-8487 EXT 135 | 1423 2ND STREET, SUITE B | SANTA MONICA | CA | 90401 | United States | Non-Government | COMMUNITY CORPORATION OF SANTA MONICA (VICTOR ANSLEY) | 310-394-8487 EXT 135 | 1423 2ND STREET, SUITE B | SANTA MONICA | CA | 90401 | United States | No | No | No | No | No | No | Yes | No | No | No |  |  | GAMAL MAKRAY | OWNER | 310-339-1513 | 2019-12-17 10:31 | 2020-02-27 18:11 |  | Monica Hanley | Santa Monica Fire Department | CUPA
10173143 |  | LINCOLN CAR WASH | 90139840 | LINCOLN CAR WASH | 1624 Lincoln Blvd | Santa Monica | 90404 | 34.016 | -118.488 | Confirmed/Updated Information | Motor Vehicle Fueling | 44052370 | Tank Owner | 2 | No |  | AZIZ & SAKER JIVANI | 310-452-1652 | 2408 30 TH STREET | SANTA MONICA | CA | 90405 | United States | AZIZCO INC-AMYN JIVANI | 310-450-6915 | 1624 LINCOLN BLVD | SANTA MONICA | CA | 90404 | United States | Non-Government | AMYN JIVANI | 310-450-6915 | 1624 LINCOLN BLVD | SANTA MONICA | CA | 90404 | United States | No | No | No | No | No | No | Yes | No | No | No |  |  | AMYN JIVANI | MANAGER | 310-985-0021 | 2023-10-09 16:03 | 2024-01-17 15:22 | Per requirements set forth by H&SC 25286, you have submitted an application for renewal of the permit to operate an underground storage tank via the California Environmental Reporting System (CERS). The 2023 submittal has been received, reviewed and accepted. Thank you for updating your financial responsibility documents and US O/O written agreement. | Deborah Bernhard | Santa Monica Fire Department | CUPA
10173173 | 90-1362.02 | Pouldar Stations | 90139852 | POULDAR OIL | 1944 Pico Blvd | Santa Monica | 90405 | 34.0192 | -118.4695 | Confirmed/Updated Information | Motor Vehicle Fueling | 44046524 | Facility Operator | 3 | No |  | 1944 Pico Boulevard LLC, Bouris Pouldar | (310) 450-3376 | 1944 PICO BLVD. | SANTA MONICA | CA | 90405 | United States | BOURIS POULDAR, ET AL | (310) 450-3376 | 1944 PICO BLVD. | SANTA MONICA | CA | 90405 | United States | Non-Government | BOURIS POULDAR | (310) 450-3376 | 1944 PICO BLVD. | SANTA MONICA | CA | 90405 | United States | No | No | Yes | No | No | No | No | No | No | No |  |  | BOURIS POULDAR | OWNER / OPERATOR | (310) 450-3376 | 2024-01-30 16:49 | 2024-06-10 13:34 | Thank you for updating your evidence of financial responsibility. The annual UST operating permit application has been reviewed and accepted. | Deborah Bernhard | Santa Monica Fire Department | CUPA
10173987 | 90-1551.02 | Universal Music Group | 90140023 | Universal Music Group | 2220 Colorado Ave | Santa Monica | 90404 | 34.0277 | -118.4741 | Renewal Permit | Other | 44045466 | Facility Operator | 1 | No | Kevin Garabedian | CLPF Arboretum LP Contact (Kim Davis) | 310 865-9519 | 2220 Colorado Ave | Santa Monica | Ca | 90404 | United States | CLPF Arboretum LP Contact (Kim Davis) | 310 865-9519 | 550 N Brand Blvd | Glendale | Ca | 91203 | United States | Non-Government | Ryan Fossum | 310 353 6209 | 2220 Colorado Ave | Santa Monica | Ca | 90404 | United States | No | No | Yes | No | No | No | No | No | No | No |  |  | Ryan Fossum | Lead Engineer | 310 8659519 | 2023-09-28 21:06 | 2024-01-16 18:07 | Thank you for updating your Certification of Financial Responsibility, as well as uploading recent test results.Please ensure you update your Monitoring Plan to reflect the updated panel (from Ronan to Veeder Root), including sensors replaced at anular and sump. | Deborah Bernhard | Santa Monica Fire Department | CUPA
10174387 |  | World Oil Marketing Company | 90129064 | World Oil Marketing Company #16 | 1801 Lincoln Blvd | Santa Monica | 90404 | 34.0139 | -118.4843 | Confirmed/Updated Information | Motor Vehicle Fueling | 044011113 | Facility Owner | 3 | No | Jim Tostado | World Oil Marketing Company/Jim Tostado | 562-928-0100 | 9302 Garfield Ave. | South Gate | CA | 90280 | United States | World Oil Marketing Company/Jim Tostado | 562-928-0100 | 9302 Garfield Ave. | South Gate | CA | 90280 | United States | Non-Government | World Oil Marketing Company/Jim Tostado | 562-928-0100 | 9302 Garfield Ave. | South Gate | CA | 90280 | United States | Yes | No | No | No | No | No | Yes | No | No | No |  |  | Jim Tostado | Director | 562-928-0100 | 2024-01-18 10:22 | 2024-01-23 13:14 | Thank you for updating you BOE - no other changes noted on your UST submittal. Reviewed and accepted. Please ensure your updated Financial Responsibility records are uploaded to CERS before the expiration date of March 2024. Thank you for your submittal! | Deborah Bernhard | Santa Monica Fire Department | CUPA
10174475 | 90-1225.01 | Met-L-Chek Company | 90140350 | Met-L-Chek Company | 1639 Euclid St | Santa Monica | 90404 | 34.02 | -118.4823 | Permanent Facility Closure | Other | 44053079 | Facility Owner | 0 | No |  | The William E Mooz Living Trust | 310-459-3196 | 1639 Euclid St. | Santa Monica | CA | 90404 | United States | The William E Mooz Living Trust | 310-459-3196 | 1639 Euclid St. | Santa Monica | CA | 90404 | United States | Non-Government | The William E Mooz Living Trust (Bill Mooz) | 310-459-3196 | 1639 Euclid St. | Santa Monica | CA | 90404 | United States | No | No | No | No | No | No | Yes | No | No | No | [5 empty] | 2022-05-03 12:32 | 2022-05-04 08:12 | Thank you. -m | Monica Hanley | Santa Monica Fire Department | CUPA
10174637 |  | 76 Ocean, Inc. | 90140425 | Wilshire 76 | 2601 Wilshire Blvd | Santa Monica | 90403 | 34.0364 | -118.4775 | Confirmed/Updated Information | Motor Vehicle Fueling | 44047272 | Facility Owner | 2 | No |  | S & H Snyder Properties LLC (Contact: Scott A. Snyder) | 310-305-7973 | 6519 East Bar-Z Lane | Phoenix | AZ | 85283 | United States | Andre Van Der Valk | 310-828-2900 | 2601 Wilshire Blvd. | Santa Monica | CA | 90403 | United States | Non-Government | Andre van der Valk | 310-828-2900 | 2601 Wilshire Blvd. | Santa Monica | CA | 90403 | United States | No | No | No | No | No | No | Yes | No | No | No |  |  | Andre Van Der Valk | Owner | 818-970-9037 | 2024-01-07 12:40 | 2024-01-22 17:07 | Thank you for providing updated financial responsibility information. Your submittal has been reviewed and accepted. | Deborah Bernhard | Santa Monica Fire Department | CUPA
10175559 | 90-1250.01 | Osko's Service Center | 90393148 | Osko's Service Center | 731 Santa Monica Blvd | Santa Monica | 90401 | 34.0195 | -118.4918 | Confirmed/Updated Information | Other | 44049918 | Facility Owner | 4 | No |  | Osko Karaghossian | 310-498-7910 | 731 Santa Monica Blvd. | Santa Monica | CA | 90401 | United States | Osko Karaghossian | 310-498-7910 | 731 Santa Monica Blvd. | Santa Monica | CA | 90401 | United States | Non-Government | Osko Karaghossian | 310-498-7910 | 731 Santa Monica Blvd. | Santa Monica | CA | 90401 | United States | No | No | No | No | No | No | Yes | No | No | No | [5 empty] | 2023-06-21 21:30 | 2023-08-16 14:01 | Thank you the submittal of your operating permit application. Updated certification of financial responsibility reviewed and accepted. Note the annual certification date will require certification by 9/20/2023. Also note, the Cleanup Fund by statute will sunset on January 1, 2026, however UST owners andoperators will not be permitted to use the Cleanup Fund to demonstrate financialresponsibility after December 31, 2024. UST owners and operators currently utilizingthe Cleanup Fund as a financial responsibility mechanism will be required to provide analternative financial responsibility mechanism on or before December 31, 2024. | Deborah Bernhard | Santa Monica Fire Department | CUPA
10175569 |  | ARCO #82970 | 90141697 | Arco #82970 | 332 Pico Blvd | Santa Monica | 90405 | 34.0092 | -118.4873 | Confirmed/Updated Information | Motor Vehicle Fueling | 44044990 | Facility Owner | 4 | No |  | MIRAMAR ENTERPRISES, INC., ED UKANI | (310) 392-6597 | 332 PICO BOULEVARD | SANTA MONICA | CA | 90405 | United States | MIRAMAR ENTERPRISES, INC., ED UKANI | (310) 392-6597 | 332 PICO BOULEVARD | SANTA MONICA | CA | 90405 | United States | Non-Government | MIRAMAR ENTERPRISES, INC., ED UKANI | (310) 392-6597 | 332 PICO BOULEVARD | SANTA MONICA | CA | 90405 | United States | No | No | No | No | No | No | Yes | No | No | No |  |  | Ed Ukani | Owner | (818) 800-4438 | 2024-01-02 16:14 | 2024-01-22 17:03 | Thank you for updating your financial responsibility and monitoring plan - you have submitted an application for renewal of the permit to operate an underground storage tank via the California Environmental Reporting System (CERS). The 2024 application has been received, reviewed and accepted. | Deborah Bernhard | Santa Monica Fire Department | CUPA
10198618 |  | Supercharged Inc | 90167920 | Supercharged Inc | 1348 Pico Blvd | Santa Monica | 90405 | 34.0157 | -118.4761 | Confirmed/Updated Information | Fuel Distribution | 044042917 | Facility Owner | 4 | No |  | Jacques Massachi | (213) 840-1200 | 1425 N Cahuenga Blvd | Los Angeles | CA | 90028 | United States | Jacques Massachi | (213)840-1200 | 1425 N Cahuenga Blvd | Los Angeles | CA | 90028 | United States | Non-Government | Jacques Massachi | (323)467-6646 | 1425 N Cahuenga Blvd | Los Angeles | CA | 90028 | United States | No | No | No | No | No | No | Yes | No | No | No |  |  | Jacques Massachi | owner | (213) 840-1200 | 2024-02-21 09:05 | 2024-06-11 15:11 | Thank you for your submittal. Your annual UST Facility Operating Permit Application has been reviewed and accepted for 2024. | Deborah Bernhard | Santa Monica Fire Department | CUPA
10207993 |  | The Fairmont Miramar Hotel & Bungalows | 90175909 | The Fairmont Miramar Hotel & Bungalows | 101 Wilshire Blvd | Santa Monica | 90401 | 34.0076 | -118.5074 | Confirmed/Updated Information | Other | 44053273 | Facility Owner | 1 | No |  | Ocean Ave. LLC | 310-576-7777 | 101 Wilshire Blvd. | Santa Monica | CA | 90401 | United States | Sam Jagger | 310-576-7777 | 101 Wilshire Blvd. | Santa Monica | CA | 90401 | United States | Non-Government | Eric Portegies | (310) 592-8316 | 101 Wilshire Blvd. | Santa Monica | CA | 90401 | United States | No | No | No | No | No | No | Yes | No | No | No | [5 empty] | 2022-07-29 15:26 | 2022-08-02 10:15 | Thank you. -m | Monica Hanley | Santa Monica Fire Department | CUPA
10400980 |  | Atlantic Aviation FBO Inc. | 90129082 | Aviation Contract Services, INC DBA-Atlantic Aviation | 2828 Donald Douglas Loop N | Santa Monica | 90405 | 34.0169 | -118.4533 | Confirmed/Updated Information | Other | 44051686 | Facility Operator | 5 | No |  | CSM Economic Development / Jason Harris | 310 458-8767 | 1901 Main Street Suite E | Santa Monica | Ca | 90401 | United States | City of Santa Monica / Rick Cole | 310-458-8301 | 1685 Main street #209 | Santa Monica | Ca | 90401 | United States | Local Agency/District | Cindy Ford | 310-396-6770 | 2828 Donald Douglas Loop North | Santa Monica | CA | 90405 | United States | No | No | Yes | No | No | No | No | No | No | No |  |  | Gregory Wain | General Manager | 310-396-6770 | 2024-02-02 16:07 | 2024-06-11 08:39 | Your annual tank facility operating permit application has been reviewed and accepted for 2024. Thank you for your submittal and for updating your evidence of financial responsibility and tank operator information. The changes have been noted. | Deborah Bernhard | Santa Monica Fire Department | CUPA
10435456 |  | Jin's Santa Monica Shell | 90382609 | Jin's Santa Monica Shell | 1866 Lincoln Blvd | Santa Monica | 90404 | 34.0123 | -118.4835 | Confirmed/Updated Information | Motor Vehicle Fueling | 44052362 | Tank Owner | 2 | No |  | KWAK, YOUNG & KEN | 310-450-7011 | 1866 LINCOLN BLVD | SANTA MONICA | CA | 90404 | United States | KWAK, YOUNG & KEN | 310-450-7011 | 1866 LINCOLN BLVD | SANTA MONICA | CA | 90404 | United States | Non-Government | KWAK, YOUNG & KEN | 310-450-7011 | 1866 LINCOLN BLVD | SANTA MONICA | CA | 90404 | United States | No | No | No | No | No | No | Yes | No | No | No |  |  | KIMBERLY LARSON | DESIGNATED OPERATOR | 760-221-4508 | 2024-02-28 17:52 | 2024-06-12 12:35 | Thank you for your submittal. Your annual UST Facility Operating Permit Application has been reviewed and accepted for 2024. | Deborah Bernhard | Santa Monica Fire Department | CUPA
10442221 |  | Kelly Shell | 90387979 | Kelly Shell | 1802 Cloverfield Blvd | Santa Monica | 90404 | 34.0251 | -118.4703 | Confirmed/Updated Information | Motor Vehicle Fueling | 44043107 | Tank Owner | 3 | No |  | Kelly Khoury | 8184262416 | 17042 Devonshire St | Northridge | CA | 91325 | United States | Kelly Khoury | 8184262416 | 17042 Devonshire St | Northridge | CA | 91325 | United States | Non-Government | Kelly Khoury | 8184262416 | 17042 Devonshire St | Northridge | CA | 91325 | United States | No | No | Yes | No | No | No | No | No | No | No | [5 empty] | 2024-02-19 16:36 | 2024-06-11 13:45 | Thank you for your submittal - the following updated records for 2024 have been reviewed and accepted:UST Statement of Understanding and Compliance FormOwner Statement of Designated UST Operator Compliance UST Certification of Financial Responsibility UST Letter from the Chief Financial OfficerAnnual UST Facility Operating Permit Application has been reviewed and accepted for 2024. Thank you! | Deborah Bernhard | Santa Monica Fire Department | CUPA
10477780 |  | Public Landscape | 90557383 | Santa Monica Fire Station # 1 | 1444 7th St | Santa Monica | 90401 | 34.0181 | -118.4917 | Permanent Facility Closure | Motor Vehicle Fueling | 44010555 | Facility Operator | 0 | No |  | CSM Economic Development/Jason Harris | (310)458-8767 | 1901 Main St. - E | Santa Monica | CA | 90401 | United States | City of Santa Monica/Rick Cole | (310)458-8301 | 1685 Main St. - #209 | Santa Monica | CA | 90401 | United States | Local Agency/District | City of Santa Monica/Tom Clemo (Fire) | (310)458-8666 | 333 Olympic Drive - 2nd Floor | Santa Monica | CA | 90401 | United States | No | No | No | No | No | No | No | No | Yes | No | [5 empty] | 2022-10-19 15:15 | 2022-11-23 13:49 | Correction noted to UST submittal. | Deborah Bernhard | Santa Monica Fire Department | CUPA
10477795 |  | Santa Monica Fire Department | 90406561 | Santa Monica Fire Station # 2 | 222 Hollister Ave | Santa Monica | 90405 | 34.0044 | -118.4853 | Renewal Permit | Motor Vehicle Fueling | 44042587 | Facility Operator | 1 | No |  | CSM Economic Development/Jason Harris | (310)458-8767 | 1901 Main St. - E | Santa Monica | CA | 90401 | United States | City of Santa Monica/David White | (310)458-8301 | 1685 Main St. - #209 | Santa Monica | CA | 90401 | United States | Local Agency/District | City of Santa Monica/Tom Clemo (Fire) | (310)458-8666 | 333 Olympic Drive - 2nd Floor | Santa Monica | CA | 90401 | United States | No | No | No | No | No | No | No | No | Yes | No | [5 empty] | 2024-01-23 12:04 | 2024-01-23 16:44 | Thank you for updating the financial responsibility records. Your submittal has been reviewed and accepted. | Deborah Bernhard | Santa Monica Fire Department | CUPA
10489870 |  | Santa Monica Fire Department | 90406561 | Santa Monica Fire Station #5 | 2450 Ashland Ave | Santa Monica | 90405 | 34.0145 | -118.457 | Renewal Permit | Motor Vehicle Fueling | 44010552 | Facility Operator | 2 | No | Santa Monica Fire Santa Monica Fire Department | CSM Economic Development/Jason Harris | (310)458-8767 | 1901 Main St. - E | Santa Monica | CA | 90401 | United States | City of Santa Monica | (310)458-8301 | 1685 Main St. - #209 | Santa Monica | CA | 90404 | United States | Local Agency/District | CSM Fire Station #5/Deputy Chief Administration | (310)458-8666 | 333 Olympic Drive - 2nd Floor | Santa Monica | CA | 90401 | United States | No | No | No | No | No | No | No | No | Yes | No | [5 empty] | 2024-01-23 12:10 | 2024-01-23 16:44 | Thank you for updating the financial responsibility records. Your submittal has been reviewed and accepted. | Deborah Bernhard | Santa Monica Fire Department | CUPA
10489915 |  | Santa Monica Fire Department | 90406561 | Santa Monica Fire Station # 3 | 1302 19th St | Santa Monica | 90404 | 34.0291 | -118.4825 | Renewal Permit | Motor Vehicle Fueling | 44010553 | Facility Operator | 2 | No | Santa Monica Fire Santa Monica Fire Department | CSM Economic Development/Jason Harris | (310)458-8767 | 1901 Main St. - E | Santa Monica | CA | 90401 | United States | City of Santa Monica | (310)458-8301 | 1685 Main St. - #209 | Santa Monica | CA | 90404 | United States | Local Agency/District | CSM Fire Station #3/Deputy Chief Administration | (310)458-8666 | 333 Olympic Drive - 2nd Floor | Santa Monica | CA | 90401 | United States | No | No | No | No | No | No | No | No | Yes | No | [5 empty] | 2023-11-08 11:59 | 2024-01-17 17:08 | Per requirements set forth by H&SC 25286, you have submitted an application for renewal of the permit to operate an underground storage tank via the California Environmental Reporting System (CERS). The 2023 submittal has been received, reviewed and accepted. | Deborah Bernhard | Santa Monica Fire Department | CUPA
10490059 |  | Santa Monica Public Safety Facility (PSF) | 90414961 | Santa Monica Public Safety Facility (PSF) | 333 Olympic Dr | Santa Monica | 90401 | 34.0113 | -118.491 | Confirmed/Updated Information | Other | 44010551 | Facility Operator | 1 | No |  | CSM Economic Development | (310)458-2251 | 1632 5th street | Santa Monica | CA | 90401 | United States | City of Santa Monica/David White | (310)458-8301 | 1685 Main St. - #209 | Santa Monica | CA | 90401 | United States | Local Agency/District | City of Santa Monica/Shidan Adlparvar (PSF) | (310)458-8523 | 2500 Michigan Ave. | Santa Monica | CA | 90404 | United States | No | No | No | No | No | No | No | No | Yes | No | [5 empty] | 2023-11-08 12:29 | 2023-12-14 10:29 | Thank you for updating Financial Responsibility - changes have been noted. Additionally, monitoring site plan and monitoring plan reviewed and noted changes were verified on site.Thank you for your submittal! | Deborah Bernhard | Santa Monica Fire Department | CUPA
10630780 |  | Fleet Maintenance - City Yard | 90591658 | Santa Monica City Yard & Fleet Maintenance | 2500 Michigan Ave Bldg 5 | Santa Monica | 90404 | 34.0269 | -118.4686 | Permanent Facility Closure | Motor Vehicle Fueling | 44010547 | Tank Operator | 0 | No | Jason Baer | CSM Economic Development/Jason Harris | (310)458-8767 | 1901 Main St. - E | Santa Monica | CA | 90401 | United States | City of Santa Monica/Rick Cole | (310)458-8301 | 1685 Main St. - #209 | Santa Monica | CA | 90401 | United States | Local Agency/District | CSM Fleet Management/Jason Baer | (310)458-8514 | 2500 Michigan Ave, Bldg 5 | Santa Monica | CA | 90404 | United States | No | No | No | No | No | No | No | No | Yes | No |  |  | Ryan Kraemer | Sr. Administrative Analyst | 310-998-7456 | 2022-09-21 12:14 | 2022-09-29 14:04 | The underground storage tank reporting has been reviewed and accepted. Confirmed tank removal with related reporting. | Deborah Bernhard | Santa Monica Fire Department | CUPA
10822546 |  | Fleet Maintenance - City Yard | 90591658 | FSTAR 1613, LLC | 1625 Lincoln Blvd | Santa Monica | 90404 | 34.0317 | -118.5056 | Permanent Facility Closure | Other | 44051631 | Facility Owner | 0 | No |  | FSTAR 1613 LLC | (818) 503-5433 | 1250 6th Street | Santa Monica | CA | 90401 | United States | FSTAR 1613 LLC | (818) 503-5433 | 1250 6th Street | Santa Monica | CA | 90401 | United States | Non-Government | FSTAR 1613 LLC | (818) 503-5433 | 1250 6th Street | Santa Monica | Sa | 90401 | United States | No | No | Yes | No | No | No | No | No | No | No | [5 empty] | 2022-11-07 13:50 | 2022-11-23 15:02 | Correction made to UST reporting for 2019 UST removal. | Deborah Bernhard | Santa Monica Fire Department | CUPA
10842316 |  | Campbell Griffith Trusts | 90773689 | Campbell Griffith Trusts | 2537 Lincoln Blvd | Santa Monica | 90405 | 34.0076 | -118.4767 | Permanent Facility Closure | Motor Vehicle Fueling | 44051631 | Tank Owner | 0 | No |  | Campbell Griffith Trusts | (310) 309-7547 | 3029 Wilshire Blvd., #200 | Santa Monica | CA | 90403 | United States | Campbell Griffith Trusts | (310) 309-7547 | 3029 Wilshire Blvd., #200 | Santa Monica | CA | 90403 | United States | Non-Government | Campbell Griffin Trusts | (310) 309-7547 | 3029 Wilshire Blvd., #200 | Santa Monica | CA | 90403 | United States | No | No | No | No | No | Yes | No | No | No | No | [5 empty] | 2020-06-23 10:46 | 2020-06-23 14:20 | Thank you. -m | Monica Hanley | Santa Monica Fire Department | CUPA

## UST Tank & Monitoring Plan Info
Facility Identification and Location | [7 empty] | General UST Tank Permit Info | [10 empty] | Tank Use and Contents |  |  |  |  | Tank Construction |  |  |  |  | Tank Overfill Prevention |  |  |  | Product / Waste Piping Construction | [6 empty] | Vent Piping Construction |  |  |  | Vent Piping Transition Sumps | Vapor Recovery (VR) Piping Construction |  |  |  | Riser / Fill Pipe Piping Construction |  |  |  | Fill Components Installed |  |  | Under Dispenser Containment (UDC) |  |  | Corrosion Prevention |  |  | UST Tank Certification / Applicant Information |  |  | Equipment Testing and Preventive Maintenance |  | Site Plot Plan Submitted | Continuous Electronic Tank Monitoring | [5 empty] | Automatic Tank Gauging | [8 empty] | Monthly Statistical Inventory Reconciliation | Weekly Manual Tank Gauge |  | Tank Integrity Testing |  |  | Other Tank Monitoring |  | Continuous Monitoring of Piping Secondary Containment | [7 empty] | Mechanical Line Leak Detector Performs 3 GPH Leak Test |  |  | Electronic Line Leak Detector Performs 3 GPH Leak Test | [5 empty] | Pipeline Integrity Testing |  |  | Visual Pipeline Monitoring |  | Suction Piping Meets Exemption Criteria | No Regulated Piping Per Health and Safety Code, Division 20, Chapter 6.7 Is Connected To The Tank System | Other Pipeline Monitoring |  | Under Dispenser Containment (UDC) Monitoring | [12 empty] | Periodic System Testing |  |  | Recordkeeping | [7 empty] | Training | [9 empty] | Comments and Additional Information | Personnel Responsibilities |  |  |  | UST Monitoring Plan Certification / Applicant Information |  |  |  | Submittal / Acceptance Information |  |  | Regulator Information
1a | 1 |  |  | 3 | 103 | 104 |  | 430 | 432 | 432-a | 433 | 434 | 436 | 435 | 430-a | 430-b | 437 | 438 | 439 | 439a | 440 | 440a | 440b | 443 | 444 | 444a | 445 | 445a | 452a | 452b | 452c | 452d | 460 | 458 | 464 | 464a | 464b | 464c | 464d | 464e | 464e1 | 464f | 464f1 | 464i | 464g | 464g1 | 464h | 464h1 | 464j | 464j1 | 464k | 464k1 | 451-a | 451-b | 451-c | 469a | 469b | 469c | 448a | 448b | 448c | 470 | 471 | 472 | 490-3a | 490-3b | 490-4 | 490-5 | 490-6 | 490-7 | 490-8 | 490-9 | 490-10 | 490-11 | 490-12 | 490-13 | 490-14 | 490-15 | 490-16 | 490-17 | 490-18 | 490-19 | 490-20 | 490-21 | 490-22 | 490-23 | 490-24 | 490-25 | 490-26 | 490-27 | 490-28 | 490-29 | 490-30 | 490-31 | 490-32 | 490-33 | 490-34 | 490-35 | 490-36 | 490-37 | 490-38 | 490-39 | 490-40 | 490-41 | 490-42 | 490-43 | 490-44 | 490-45 | 490-46 | 490-47 | 490-48 | 490-49 | 490-50 | 490-51 | 490-52 | 490-53 | 490-54a | 490-54b | 490-55 | 490-56 | 490-57 | 490-58 | 490-59 | 490-60 | 490-61 | 490-62 | 490-63 | 490-64a | 490-64b | 490-65 | 490-66 | 490-67 | 490-68a | 490-68b | 490-68c | 490-68d | 490-68e | 490-68f | 490-68g | 490-68h | 490-69a | 490-69b | 490-69c | 490-69d | 490-69e | 490-69f | 490-69g | 490-69h | 490-69i | 490-70 | 490-71 | 490-72 | 490-73 | 490-74 | 490-75 | 490-76 | 490-77 | 490-78 | 490-79
CERS ID | Facility ID | Organization Name | Organization Code | Facility Name | Facility Street Address | Facility City | Facility ZIP Code | Type of Action | Tank ID # | CERS TankID | Tank Manufacturer | Tank Configuration | Tank Capacity In Gallons | Date UST System Installed | Date UST Permanently Closed | Date Existing UST Discovered | Number of Compartments in the Unit | Additional Description | Tank Use | Specify Other Tank Use | Tank Contents | Specify Other Petroleum | Specify Other Non-Petroleum | Type of Tank | Tank Primary Containment Construction | Other Primary Containment Construction | Tank Secondary Containment Construction | Other Secondary Containment Construction | Audible/ Visual Alarms | Ball Float | Fill Tube Shut-Off Valve | Exempt | Piping Construction | Piping System Type | Primary Containment Construction | Other Primary Containment Construction | Secondary Containment Construction | Other Secondary Containment Construction | Piping/Turbine Containment Sump | Primary Containment Construction | Other Primary Containment Construction | Secondary Containment Construction | Other Secondary Containment Construction | Vent Piping Transition Sumps | Primary Containment Construction | Other Primary Containment Construction | Secondary Containment Construction | Other Secondary Containment Construction | Primary Containment Construction | Other Primary Containment Construction | Secondary Containment Construction | Other Secondary Containment Construction | Spill Bucket Installed | Striker Plate / Bottom Protector Installed | Containment Sump | Construction Type | Construction Material | Other Construction Material | Sacrificial Anode | Impressed Current | Isolation | Date Certified | Applicant Name | Applicant Title | Monitoring Equipment Serviced | Other Frequency of Monitoring Equipment Service | Site Plot Plan Submitted | Continuous Electronic Tank Monitoring | Tank Secondary Containment System | Electronic Monitor Panel Manufacturer | Electronic Monitor Panel Model # | Leak Sensor Manufacturer | Leak Sensor Model # | Automatic Tank Gauging | ATG Panel Manufacturer | ATG Model # | In-Tank Probe Manufacturer | In-tank Probe Model # | Tank Leak Test Frequency | Other Leak Test Frequency | Programmed Tank Tests | Other Programmed Tests | Monthly Statistical Inventory Reconciliation | Weekly Manual Tank Gauge | Tank Gauging Test Period | Tank Integrity Testing | Tank Integrity Testing Frequency | Other Tank Integrity Testing Frequency | Other Monitoring | Specify Other Monitoring | Continuous Monitoring of Piping Secondary Containment | Piping Secondary Containment | Panel Manufacturer | Panel Model # | Leak Sensor Manufacturer | Leak Sensor Model # | Leak Alarm Triggers Automatic Pump Shutdown | Failure/Disconnect Triggers Pump Shutdown | Mechanical Line Leak Detector Performs 3 GPH Leak Test | MLLD Manufacturer | MLLD Model # | Electronic Line Leak Detector Performs 3 GPH Leak Test | ELLD Manufacturer | ELLD Model # | ELLD Programmed In-Line Testing | ELLD Triggers Automatic Pump Shutdown | ELLD Failure/Disconnect Triggers Automatic Shutdown | Pipeline Integrity Testing | Pipeline Integrity Testing Frequency | Other Pipeline Integrity Testing Frequency | Visual Pipeline Monitoring | Visual Pipeline Monitoring Frequency | Suction Piping Meets Exemption Criteria | No Regulated Piping Per Health and Safety Code, Division 20, Chapter 6.7 Is Connected To The Tank System | Other Pipeline Monitoring | Other Pipeline Monitoring Description | UDC Monitoring | Other UDC Monitoring | UDC Panel Manufacturer | UDC Panel Model # | UDC Leak Sensor Manufacturer | UDC Leak Sensor Model # | Detection of Leak into UDC Triggers Audible and Visual Alarms | UDC Leak Alarm Triggers Automatic Pump Shutdown | Failure/Disconnection of UDC Monitoring System Triggers Automatic Pump Shutdown | UDC Monitoring Stops Flow of Product at Dispenser | UDC Construction | UDC Secondary Containment Monitoring | Leak Within Secondary Containment of UDC Causes Audible and Visual Alarms | ELD Testing | Secondary Containment Testing | Spill Bucket Testing | Alarm Logs | Visual Inspection Records | Tank Integrity Testing Results | SIR Testing Results | Tank Gauging Results | ATG Testing Results | Corrosion Protection Logs | Equipment Maintenance and Calibration Records | Personnel with UST Monitoring Responsibilities are Familiar with Training Documents | UST Monitoring Plan | Operating Manuals | CA UST Regulations | CA UST Law | SWRCB Handbook for Tank Owners - Manual and SIR | SWRCB Publication: Understanding Automatic Tank Gauging Systems | Other Training Documents | Other Training Documents Description | Designated Operator Training | Comments and Additional Information | Name of First Person Having Responsibility | Title of First Person Having Responsibility | Name of Second Person Having Responsibility | Title of Second Person Having Responsibility | Signature Representation | Signature Date | Applicant Name | Applicant Title | Date Submitted to CERS | Date Accepted by Regulator | Regulator Agent Name | Regulator Name | Regulator Type
10122169 | 90-1056.02 | H&S Energy, LLC | 90363457 | H&S Energy Products, LLC #2059 | 1732 Lincoln Blvd. | Santa Monica | 90404-4306 | Confirmed/Updated Information | 1 | 10122169-001 | Joor | A Stand-alone Tank | 10000 | 1984-10-12 |  |  | 1 | T1: Supreme (Per Veeder Root Programming) | Motor Vehicle Fueling |  | Premium Unleaded |  |  | Double Wall | Steel |  | Fiberglass |  | Yes | No | Yes | No | Double-walled | Pressure | Fiberglass |  | Fiberglass |  | Single-walled | Fiberglass |  | Fiberglass |  | Single-walled | Fiberglass |  | Fiberglass |  | Steel |  | Fiberglass |  | Yes | Yes | Yes | Single-walled | Fiberglass |  | No | No | Yes |  | Frank Ghadooshahy | General Manager | Annually |  | Site Plan Previously Submitted | Yes | Dry | Veeder Root | TLS-350 | Veeder Root | 794390-420 | No | [8 empty] | No | No |  | No |  |  | No |  | Yes | Dry | Veeder Root | TLS-350 | Veeder Root | 794380-208 | Yes | Yes | No |  |  | Yes | Veeder Root | PLLD |  | Yes | Yes | No |  |  | No |  | No | No | No |  | Continuous |  | Veeder Root | TLS-350 | Veeder Root | 794380-208 | Yes | Yes | Yes | No | Single-walled |  |  | No | Yes | Yes | Yes | No | No | No | No | No | No | Yes | Yes | [8 empty] | Yes | UST Turbine (STP) Sump, Fill Sump, UDC's 1-10 & Vent Sump Monitored by VR-208 Sensors. ATG System with In-Tank Veeder Root Mag Probe for Inventory & Overfill Only. Overfill Prevention Method: Fill Tube Shutoff Valve (Flapper) Primary & External Alarm. | VICTOR HASSAN | VP | Christian Torres | ENVIRONMENTAL COMPLIANCE MANAGER | Tank Owner/Operator |  | Frank Ghadooshahy | General Manager | 2024-02-28 09:23 | 2024-06-12 12:34 | Deborah Bernhard | Santa Monica Fire Department | CUPA
10122169 | 90-1056.02 | H&S Energy, LLC | 90363457 | H&S Energy Products, LLC #2059 | 1732 Lincoln Blvd. | Santa Monica | 90404-4306 | Confirmed/Updated Information | 4 | 10122169-004 | Joor | A Stand-alone Tank | 10000 | 1984-10-12 |  |  | 1 | T4: Diesel Fuel (Per Veeder Root Programming) | Motor Vehicle Fueling |  | Diesel |  |  | Double Wall | Steel |  | Fiberglass |  | Yes | No | Yes | No | Double-walled | Pressure | Fiberglass |  | Fiberglass |  | Single-walled | Fiberglass |  | Fiberglass |  | Single-walled | None |  | None |  | Steel |  | Fiberglass |  | Yes | Yes | Yes | Single-walled | Fiberglass |  | No | No | Yes |  | Frank Ghadooshahy | General Manager | Annually |  | Site Plan Previously Submitted | Yes | Dry | Veeder Root | TLS-350 | Veeder Root | 794390-420 | No | [8 empty] | No | No |  | No |  |  | No |  | Yes | Dry | Veeder Root | TLS-350 | Veeder Root | 794380-208 | Yes | Yes | No |  |  | Yes | Veeder Root | PLLD |  | Yes | Yes | No |  |  | No |  | No | No | No |  | Continuous |  | Veeder Root | TLS-350 | Veeder Root | 794380-208 | Yes | Yes | Yes | No | Single-walled |  |  | No | Yes | Yes | Yes | No | No | No | No | No | No | Yes | Yes | [8 empty] | Yes | UST Turbine (STP) Sump, Fill Sump, UDC's 1-10 & Vent Sump Monitored by VR-208 Sensors. ATG System with In-Tank Veeder Root Mag Probe for Inventory & Overfill Only. Overfill Prevention Method: Fill Tube Shutoff Valve (Flapper) Primary & External Alarm. | VICTOR HASSAN | VP | Christian Torres | ENVIRONMENTAL COMPLIANCE MANAGER | Tank Owner/Operator |  | Frank Ghadooshahy | General Manager | 2024-02-28 09:23 | 2024-06-12 12:34 | Deborah Bernhard | Santa Monica Fire Department | CUPA
10122169 | 90-1056.02 | H&S Energy, LLC | 90363457 | H&S Energy Products, LLC #2059 | 1732 Lincoln Blvd. | Santa Monica | 90404-4306 | Confirmed/Updated Information | 2 | 10122169-002 | Joor | A Stand-alone Tank | 10000 | 1984-10-12 |  |  | 1 | T2: Regular Primary (Per Veeder Root Programming)06/01/2018 - Ball Float removed by Tim High of Ideco w/Monica. | Motor Vehicle Fueling |  | Regular Unleaded |  |  | Double Wall | Steel |  | Fiberglass |  | Yes | No | Yes | No | Double-walled | Pressure | Fiberglass |  | Fiberglass |  | Single-walled | Fiberglass |  | Fiberglass |  | Single-walled | Fiberglass |  | Fiberglass |  | Steel |  | Fiberglass |  | Yes | Yes | Yes | Single-walled | Fiberglass |  | No | No | Yes |  | Frank Ghadooshahy | General Manager | Annually |  | Site Plan Previously Submitted | Yes | Dry | Veeder Root | TLS-350 | Veeder Root | 794390-420 | No | [8 empty] | No | No |  | No |  |  | No |  | Yes | Dry | Veeder Root | TLS-350 | Veeder Root | 794380-208 | Yes | Yes | No |  |  | Yes | Veeder Root | PLLD |  | Yes | Yes | No |  |  | No |  | No | No | No |  | Continuous |  | Veeder Root | TLS-350 | Veeder Root | 794380-208 | Yes | Yes | Yes | No | Single-walled |  |  | No | Yes | Yes | Yes | No | No | No | No | No | No | Yes | Yes | [8 empty] | Yes | UST Turbine (STP) Sump, Fill Sump, UDC's 1-10 & Vent Sump Monitored by VR-208 Sensors. ATG System with In-Tank Veeder Root Mag Probe for Inventory & Overfill Only. Overfill Prevention Method: Fill Tube Shutoff Valve (Flapper) Primary & External Alarm. | VICTOR HASSAN | VP | Christian Torres | ENVIRONMENTAL COMPLIANCE MANAGER | Tank Owner/Operator |  | Frank Ghadooshahy | General Manager | 2024-02-28 09:23 | 2024-06-12 12:34 | Deborah Bernhard | Santa Monica Fire Department | CUPA
10122169 | 90-1056.02 | H&S Energy, LLC | 90363457 | H&S Energy Products, LLC #2059 | 1732 Lincoln Blvd. | Santa Monica | 90404-4306 | Confirmed/Updated Information | 3 | 10122169-003 | Xerxes | A Stand-alone Tank | 12000 | 1990-01-01 |  |  | 1 | T3: Regular Secondary (Per Veeder Root Programming) | Motor Vehicle Fueling |  | Regular Unleaded |  |  | Double Wall | Fiberglass |  | Fiberglass |  | Yes | No | Yes | No | Double-walled | Pressure | Fiberglass |  | Fiberglass |  | Single-walled | Fiberglass |  | Fiberglass |  | Single-walled | Fiberglass |  | Fiberglass |  | Steel |  | Fiberglass |  | Yes | Yes | Yes | Single-walled | Fiberglass |  | No | No | Yes |  | Frank Ghadooshahy | General Manager | Annually |  | Site Plan Previously Submitted | Yes | Dry | Veeder Root | TLS-350 | Veeder Root | 794390-409 | No | [8 empty] | No | No |  | No |  |  | No |  | Yes | Dry | Veeder Root | TLS-350 | Veeder Root | 794380-208 | Yes | Yes | No |  |  | Yes | Veeder Root | PLLD |  | Yes | Yes | No |  |  | No |  | No | No | No |  | Continuous |  | Veeder Root | TLS-350 | Veeder Root | 794380-208 | Yes | Yes | Yes | No | Single-walled |  |  | No | Yes | Yes | Yes | No | No | No | No | No | No | Yes | Yes | [8 empty] | Yes | UST Turbine (STP) Sump, Fill Sump, UDC's 1-10 & Vent Sump Monitored by VR-208 Sensors. ATG System with In-Tank Veeder Root Mag Probe for Inventory & Overfill Only. Overfill Prevention Method: Fill Tube Shutoff Valve (Flapper) Primary & External Alarm. | VICTOR HASSAN | VP | Christian Torres | ENVIRONMENTAL COMPLIANCE MANAGER | Tank Owner/Operator |  | Frank Ghadooshahy | General Manager | 2024-02-28 09:23 | 2024-06-12 12:34 | Deborah Bernhard | Santa Monica Fire Department | CUPA
10122172 | 90-1309.02 | H&S Energy, LLC | 90363457 | H&S Energy Products, LLC #2058 | 1330 Santa Monica Blvd. | Santa Monica | 90404-1708 | Confirmed/Updated Information | 3 | 10122172-003 | Joor | A Stand-alone Tank | 10000 | 1984-10-18 |  |  | 1 | T3-87 Master (Center UST) (per Veeder Root Programming) | Motor Vehicle Fueling |  | Regular Unleaded |  |  | Double Wall | Steel |  | Fiberglass |  | No | No | Yes | No | Double-walled | Pressure | Fiberglass |  | Fiberglass |  | Single-walled | Fiberglass |  | None |  | None | Fiberglass |  | Fiberglass |  | Steel |  | Fiberglass |  | Yes | Yes | Yes | Single-walled | Fiberglass |  | No | No | Yes |  | Frank Ghadooshahy | General Manager | Annually |  | New Plan Submitted | Yes | Dry | Veeder Root | TLS-350 | Veeder Root | 794390-420 | No | [8 empty] | No | No |  | No |  |  | No |  | Yes | Dry | Veeder Root | TLS-350 | Veeder Root | 794380-208 | Yes | Yes | No |  |  | Yes | Veeder Root | PLLD Series 848480-001 |  | Yes | Yes | No |  |  | No |  | No | No | No |  | Continuous |  | Veeder Root | TLS-350 | Veeder Root | 794380-208 | Yes | Yes | Yes | No | Single-walled |  |  | No | Yes | Yes | Yes | Yes | No | No | No | No | No | Yes | Yes | [8 empty] | Yes | UST Fill Sump monitored by VR-208's. ATG System with in-tank Veeder Root Mag Probe for Inventory Only. | VICTOR HASSAN | VP | Christian Torres | ENVIRONMENTAL COMPLIANCE MANAGER | Tank Owner/Operator |  | Frank Ghadooshahy | General Manager | 2024-02-28 09:19 | 2024-06-12 12:34 | Deborah Bernhard | Santa Monica Fire Department | CUPA
10122172 | 90-1309.02 | H&S Energy, LLC | 90363457 | H&S Energy Products, LLC #2058 | 1330 Santa Monica Blvd. | Santa Monica | 90404-1708 | Confirmed/Updated Information | 2 | 10122172-002 | Joor | A Stand-alone Tank | 10000 | 1984-10-18 |  |  | 1 | T2-87 Auxiliary North (per Veeder Root Programming) | Motor Vehicle Fueling |  | Regular Unleaded |  |  | Double Wall | Steel |  | Fiberglass |  | No | No | Yes | No | Double-walled | Pressure | Fiberglass |  | Fiberglass |  | Single-walled | Fiberglass |  | None |  | None | Fiberglass |  | Fiberglass |  | Steel |  | Fiberglass |  | Yes | Yes | Yes | Single-walled | Fiberglass |  | No | No | Yes |  | Frank Ghadooshahy | General Manager | Annually |  | New Plan Submitted | Yes | Dry | Veeder Root | TLS-350 | Veeder Root | 794390-420 | No | [8 empty] | No | No |  | No |  |  | No |  | Yes | Dry | Veeder Root | TLS-350 | Veeder Root | 794380-208 | Yes | Yes | No |  |  | Yes | Veeder Root | PLLD Series 848480-001 |  | Yes | Yes | No |  |  | No |  | No | No | No |  | Continuous |  | Veeder Root | TLS-350 | Veeder Root | 794380-208 | Yes | Yes | Yes | No | Single-walled |  |  | No | Yes | Yes | Yes | Yes | No | No | No | No | No | Yes | Yes | [8 empty] | Yes | UST Fill Sump monitored by VR-208's. ATG System with in-tank Veeder Root Mag Probe for Inventory Only. | VICTOR HASSAN | VP | Christian Torres | ENVIRONMENTAL COMPLIANCE MANAGER | Tank Owner/Operator |  | Frank Ghadooshahy | General Manager | 2024-02-28 09:19 | 2024-06-12 12:34 | Deborah Bernhard | Santa Monica Fire Department | CUPA
10122172 | 90-1309.02 | H&S Energy, LLC | 90363457 | H&S Energy Products, LLC #2058 | 1330 Santa Monica Blvd. | Santa Monica | 90404-1708 | Confirmed/Updated Information | 1 | 10122172-001 | Joor | A Stand-alone Tank | 10000 | 1984-10-18 |  |  | 1 | T1-91 Supreme (per Veeder Root Programming) | Motor Vehicle Fueling |  | Premium Unleaded |  |  | Double Wall | Steel |  | Fiberglass |  | No | No | Yes | No | Double-walled | Pressure | Fiberglass |  | Fiberglass |  | Single-walled | Fiberglass |  | None |  | None | Fiberglass |  | Fiberglass |  | Steel |  | Fiberglass |  | Yes | Yes | Yes | Single-walled | Fiberglass |  | No | No | Yes |  | Frank Ghadooshahy | General Manager | Annually |  | New Plan Submitted | Yes | Dry | Veeder Root | TLS-350 | Veeder Root | 794390-420 | No | [8 empty] | No | No |  | No |  |  | No |  | Yes | Dry | Veeder Root | TLS-350 | Veeder Root | 794380-208 | Yes | Yes | No |  |  | Yes | Veeder Root | PLLD Series 848480-001 |  | Yes | Yes | No |  |  | No |  | No | No | No |  | Continuous |  | Veeder Root | TLS-350 | Veeder Root | 794380-208 | Yes | Yes | Yes | No | Single-walled |  |  | No | Yes | Yes | Yes | Yes | No | No | No | No | No | Yes | Yes | [8 empty] | Yes | UST Fill Sump monitored by VR-208's. ATG System with in-tank Veeder Root Mag Probe for Inventory Only. | VICTOR HASSAN | VP | Christian Torres | ENVIRONMENTAL COMPLIANCE MANAGER | Tank Owner/Operator |  | Frank Ghadooshahy | General Manager | 2024-02-28 09:19 | 2024-06-12 12:34 | Deborah Bernhard | Santa Monica Fire Department | CUPA
10122325 |  | BEACH GAS INC | 90393301 | BEACH GAS INC. | 1819 Cloverfield Blvd. | Santa Monica | 90404 | UST Removal | 5 | 10122325-005 | Xerxes | A Stand-alone Tank | 600 | 1994-02-10 | 2015-04-13 |  | 1 | UST was removed on 4/13/2015. | Hazardous Waste (includes used oil) |  | Used Oil |  |  | Double Wall | Fiberglass |  | Fiberglass |  | No | No | No | No | Other | Gravity | [5 empty] | Fiberglass |  | Fiberglass |  | Single-walled | None |  | None |  | Steel |  | Fiberglass |  | Fill Components Installed 451-a: Yes; Fill Components Installed 451-b: Yes; Fill Components Installed 451-c: Yes; Under Dispenser Containment (UDC) 469a: No Dispensers; Corrosion Prevention 448a: No; Corrosion Prevention 448b: No; Corrosion Prevention 448c: Yes; UST Tank Certification / Applicant Information 471: Robert Munakash; UST Tank Certification / Applicant Information 472: President; Equipment Testing and Preventive Maintenance 490-3a: Annually; Site Plot Plan Submitted 490-4: Site Plan Previously Submitted; Continuous Electronic Tank Monitoring 490-5: No; Automatic Tank Gauging 490-11: No; Monthly Statistical Inventory Reconciliation 490-20: No; Weekly Manual Tank Gauge 490-21: No; Tank Integrity Testing 490-23: No; Other Tank Monitoring 490-26: No; Continuous Monitoring of Piping Secondary Containment 490-28: No; Mechanical Line Leak Detector Performs 3 GPH Leak Test 490-36: No; Electronic Line Leak Detector Performs 3 GPH Leak Test 490-39: No; Pipeline Integrity Testing 490-45: No; Visual Pipeline Monitoring 490-48: No; Suction Piping Meets Exemption Criteria 490-50: No; No Regulated Piping Per Health and Safety Code, Division 20, Chapter 6.7 Is Connected To The Tank System 490-51: No; Other Pipeline Monitoring 490-52: No; Under Dispenser Containment (UDC) Monitoring 490-54a: No Dispensers; Periodic System Testing 490-65: No; Periodic System Testing 490-66: No; Periodic System Testing 490-67: No; Recordkeeping 490-68a: No; Recordkeeping 490-68b: No; Recordkeeping 490-68c: No; Recordkeeping 490-68d: No; Recordkeeping 490-68e: No; Recordkeeping 490-68f: No; Recordkeeping 490-68g: No; Recordkeeping 490-68h: No; Training 490-69a: No; Training 490-70: No; Comments and Additional Information 490-71: UST was removed on 4/13/2015.; Personnel Responsibilities 490-72: Robert Munakash; Personnel Responsibilities 490-73: President | 2019-08-09 09:04 | 2019-08-10 11:52 | Monica Hanley | Santa Monica Fire Department | CUPA
10122325 |  | BEACH GAS INC | 90393301 | BEACH GAS INC. | 1819 Cloverfield Blvd. | Santa Monica | 90404 | Confirmed/Updated Information | 4 | 10122325-004 | Xerxes | A Stand-alone Tank | 10000 | 1994-02-10 |  |  | 1 |  | Motor Vehicle Fueling |  | Diesel |  |  | Double Wall | Fiberglass |  | Fiberglass |  | No | No | Yes | No | Double-walled | Pressure | Fiberglass |  | Fiberglass |  | Single-walled | Fiberglass |  | Fiberglass |  | Single-walled | Fiberglass |  | Fiberglass |  | Steel |  | Fiberglass |  | Yes | Yes | Yes | Single-walled | Fiberglass |  | No | No | Yes |  | Robert Munakash | President | Annually |  | Site Plan Previously Submitted | Yes | Dry | Veeder Root | TLS-350 | Veeder Root | 794390-409 | No | [8 empty] | No | No |  | No |  |  | No |  | Yes | Dry | Veeder Root | TLS-350 | Veeder Root | 794380-208 | Yes | Yes | No |  |  | Yes | Veeder Root | PLLD (8484) |  | Yes | Yes | No |  |  | No |  | No | No | No |  | Continuous |  | Veeder Root | TLS-350 | Veeder Root | 794380-208 | Yes | Yes | Yes | No | Single-walled |  |  | No | Yes | Yes | Yes | Yes | No | No | No | No | No | Yes | Yes | [8 empty] | Yes | For visual inspection, Check monitoring panel for leak alarm. Check spill bucket. Check hoses and nozzles. | Simon Lavi | President | Kevin Sham | GM | Tank Owner/Operator |  | Robert Munakash | President | 2023-02-28 18:02 | 2023-05-03 14:10 | Deborah Bernhard | Santa Monica Fire Department | CUPA
10122325 |  | BEACH GAS INC | 90393301 | BEACH GAS INC. | 1819 Cloverfield Blvd. | Santa Monica | 90404 | Confirmed/Updated Information | 2 | 10122325-002 | Xerxes | A Stand-alone Tank | 10000 | 1994-02-10 |  |  | 1 | 87 Syphon Tank | Motor Vehicle Fueling |  | Regular Unleaded |  |  | Double Wall | Fiberglass |  | Fiberglass |  | No | No | Yes | No | Double-walled | Pressure | Fiberglass |  | Fiberglass |  | Single-walled | Fiberglass |  | Fiberglass |  | Single-walled | Fiberglass |  | Fiberglass |  | Steel |  | Fiberglass |  | Yes | Yes | Yes | Single-walled | Fiberglass |  | No | No | Yes |  | Robert Munakash | President | Annually |  | Site Plan Previously Submitted | Yes | Dry | Veeder Root | TLS-350 | Veeder Root | 794390-409 | No | [8 empty] | No | No |  | No |  |  | No |  | Yes | Dry | Veeder Root | TLS-350 | Veeder Root | 794380-208 | Yes | Yes | No |  |  | Yes | Veeder Root | PLLD (8484) |  | Yes | Yes | No |  |  | No |  | No | No | No |  | Continuous |  | Veeder Root | TLS-350 | Veeder Root | 794380-208 | Yes | Yes | Yes | No | Single-walled |  |  | No | Yes | Yes | Yes | Yes | No | No | No | No | No | Yes | Yes | [8 empty] | Yes | For visual inspection, Check monitoring panel for leak alarm. Check spill bucket. Check hoses and nozzles. | Simon Lavi | President | Kevin Sham | GM | Tank Owner/Operator |  | Robert Munakash | President | 2023-02-28 18:02 | 2023-05-03 14:10 | Deborah Bernhard | Santa Monica Fire Department | CUPA
10122325 |  | BEACH GAS INC | 90393301 | BEACH GAS INC. | 1819 Cloverfield Blvd. | Santa Monica | 90404 | Confirmed/Updated Information | 1 | 10122325-001 | Xerxes | A Stand-alone Tank | 10000 | 1994-02-10 |  |  | 1 | 87 Main Tank | Motor Vehicle Fueling |  | Regular Unleaded |  |  | Double Wall | Fiberglass |  | Fiberglass |  | Yes | No | No | No | Double-walled | Pressure | Fiberglass |  | Fiberglass |  | Single-walled | Fiberglass |  | Fiberglass |  | Single-walled | Fiberglass |  | Fiberglass |  | Steel |  | Fiberglass |  | Yes | Yes | Yes | Single-walled | Fiberglass |  | No | No | Yes |  | Robert Munakash | President | Annually |  | Site Plan Previously Submitted | Yes | Dry | Veeder Root | TLS-350 | Veeder Root | 794390-409 | No | [8 empty] | No | No |  | Yes | Other |  | No |  | Yes | Dry | Veeder Root | TLS-350 | Veeder Root | 794380-208 | Yes | Yes | No |  |  | Yes | Veeder Root | PLLD (8484) |  | Yes | Yes | No |  |  | No |  | No | No | No |  | Continuous |  | Veeder Root | TLS-350 | Veeder Root | 794380-208 | Yes | Yes | Yes | No | Single-walled |  |  | No | Yes | Yes | Yes | Yes | No | No | No | No | No | Yes | Yes | [8 empty] | Yes | For visual inspection, Check monitoring panel for leak alarm. Check spill bucket. Check hoses and nozzles. | Simon Lavi | President | Kevin Sham | GM | Tank Owner/Operator |  | Robert Munakash | President | 2023-02-28 18:02 | 2023-05-03 14:10 | Deborah Bernhard | Santa Monica Fire Department | CUPA
10122325 |  | BEACH GAS INC | 90393301 | BEACH GAS INC. | 1819 Cloverfield Blvd. | Santa Monica | 90404 | Confirmed/Updated Information | 3 | 10122325-003 | Xerxes | A Stand-alone Tank | 10000 | 1994-02-10 |  |  | 1 |  | Motor Vehicle Fueling |  | Premium Unleaded |  |  | Double Wall | Fiberglass |  | Fiberglass |  | No | No | Yes | No | Double-walled | Pressure | Fiberglass |  | Fiberglass |  | Single-walled | Fiberglass |  | Fiberglass |  | Single-walled | Fiberglass |  | Fiberglass |  | Steel |  | Fiberglass |  | Yes | Yes | Yes | Single-walled | Fiberglass |  | No | No | Yes |  | Robert Munakash | President | Annually |  | Site Plan Previously Submitted | Yes | Dry | Veeder Root | TLS-350 | Veeder Root | 794390-409 | No | [8 empty] | No | No |  | No |  |  | No |  | Yes | Dry | Veeder Root | TLS-350 | Veeder Root | 794380-208 | Yes | Yes | No |  |  | Yes | Veeder Root | PLLD (8484) |  | Yes | Yes | No |  |  | No |  | No | No | No |  | Continuous |  | Veeder Root | TLS-350 | Veeder Root | 794380-208 | Yes | Yes | Yes | No | Single-walled |  |  | No | Yes | Yes | Yes | Yes | No | No | No | No | No | Yes | Yes | [8 empty] | Yes | For visual inspection, Check monitoring panel for leak alarm. Check spill bucket. Check hoses and nozzles. | Simon Lavi | President | Kevin Sham | GM | Tank Owner/Operator |  | Robert Munakash | President | 2023-02-28 18:02 | 2023-05-03 14:10 | Deborah Bernhard | Santa Monica Fire Department | CUPA
10122328 | 90-1409.05 | Speedway | 90807268 | SPEEDWAY No. 6173 | 2555 Lincoln Blvd. | Santa Monica | 90405 | Confirmed/Updated Information | 2 | 10122328-002 | JOOR | A Stand-alone Tank | 12000 | 1990-12-01 |  |  | 1 | AUXILIARY | Motor Vehicle Fueling |  | Regular Unleaded |  |  | Double Wall | Steel |  | Other |  | No | No | Yes | No | Double-walled | Pressure | Fiberglass |  | Fiberglass |  | Single-walled | Fiberglass |  | Fiberglass |  | Single-walled | Fiberglass |  | Fiberglass |  | Steel |  | Fiberglass |  | Yes | Yes | Yes | Single-walled | Fiberglass |  | No | No | Yes |  | BURKE D. ALBELDA | ENVIRONMENTAL COMPLIANCE SUPERVISOR | Annually |  | New Plan Submitted | Yes | Dry | VEEDER ROOT | TLS-350R | VEEDER ROOT | 794380-344 | No | [8 empty] | No | No |  | No |  |  | No |  | Yes | Dry | VEEDER ROOT | TLS-350R | VEEDER ROOT | 794380-208 | Yes | Yes | No |  |  | No | [5 empty] | No |  |  | No |  | No | No | Yes |  | Continuous |  | VEEDER ROOT | TLS-350R | VEEDER ROOT | 794380-208 | Yes | Yes | Yes | No | Single-walled |  |  | No | Yes | Yes | Yes | Yes | No | No | No | No | No | Yes | Yes | [8 empty] | Yes | ATG PROBE USED FOR INVENTORY PURPOSES. FILL SUMP AND VENT BOX SUMP SENSOR MONITORED BY VEEDER ROOT 794380-208. | BURKE ALBELDA | ENVIRONMENTAL COMPLIANCE SPECIALIST | TERESA MILES | SENIOR MANAGER, ENVIRONMENTAL COMPLIANCE WEST | Authorized Representative of Owner |  | BURKE D. ALBELDA | ENVIRONMENTAL COMPLIANCE SUPERVISOR | 2023-12-05 13:28 | 2024-01-18 12:30 | Deborah Bernhard | Santa Monica Fire Department | CUPA
10122328 | 90-1409.05 | Speedway | 90807268 | SPEEDWAY No. 6173 | 2555 Lincoln Blvd. | Santa Monica | 90405 | Confirmed/Updated Information | 3 | 10122328-003 | JOOR | A Stand-alone Tank | 12000 | 1990-12-01 |  |  | 1 |  | Motor Vehicle Fueling |  | Premium Unleaded |  |  | Double Wall | Steel |  | Other |  | No | No | Yes | No | Double-walled | Pressure | Fiberglass |  | Fiberglass |  | Single-walled | Fiberglass |  | Fiberglass |  | Single-walled | Fiberglass |  | Fiberglass |  | Steel |  | Fiberglass |  | Yes | Yes | Yes | Single-walled | Fiberglass |  | No | No | Yes |  | BURKE D. ALBELDA | ENVIRONMENTAL COMPLIANCE SUPERVISOR | Annually |  | New Plan Submitted | Yes | Dry | VEEDER ROOT | TLS-350R | VEEDER ROOT | 794380-344 | No | [8 empty] | No | No |  | No |  |  | No |  | Yes | Dry | VEEDER ROOT | TLS-350R | VEEDER ROOT | 794380-208 | Yes | Yes | No |  |  | Yes | VEEDER ROOT | PLLD (8484) |  | Yes | Yes | No |  |  | No |  | No | No | No |  | Continuous |  | VEEDER ROOT | TLS-350R | VEEDER ROOT | 794380-208 | Yes | Yes | Yes | No | Single-walled |  |  | No | Yes | Yes | Yes | Yes | No | No | No | No | No | Yes | Yes | [8 empty] | Yes | ATG PROBE USED FOR INVENTORY PURPOSES. FILL SUMP AND VENT BOX SUMP SENSOR MONITORED BY VEEDER ROOT 794380-208. | BURKE ALBELDA | ENVIRONMENTAL COMPLIANCE SPECIALIST | TERESA MILES | SENIOR MANAGER, ENVIRONMENTAL COMPLIANCE WEST | Authorized Representative of Owner |  | BURKE D. ALBELDA | ENVIRONMENTAL COMPLIANCE SUPERVISOR | 2023-12-05 13:28 | 2024-01-18 12:30 | Deborah Bernhard | Santa Monica Fire Department | CUPA
10122328 | 90-1409.05 | Speedway | 90807268 | SPEEDWAY No. 6173 | 2555 Lincoln Blvd. | Santa Monica | 90405 | Confirmed/Updated Information | 1 | 10122328-001 | JOOR | A Stand-alone Tank | 15000 | 1990-12-01 |  |  | 1 | MAIN | Motor Vehicle Fueling |  | Regular Unleaded |  |  | Double Wall | Steel |  | Other |  | No | No | Yes | No | Double-walled | Pressure | Fiberglass |  | Fiberglass |  | Single-walled | Fiberglass |  | Fiberglass |  | Single-walled | Fiberglass |  | Fiberglass |  | Steel |  | Fiberglass |  | Yes | Yes | Yes | Single-walled | Fiberglass |  | No | No | Yes |  | BURKE D. ALBELDA | ENVIRONMENTAL COMPLIANCE SUPERVISOR | Annually |  | New Plan Submitted | Yes | Dry | VEEDER ROOT | TLS-350R | VEEDER ROOT | 794380-344 | No | [8 empty] | No | No |  | No |  |  | No |  | Yes | Dry | VEEDER ROOT | TLS-350R | VEEDER ROOT | 794380-208 | Yes | Yes | No |  |  | Yes | VEEDER ROOT | PLLD (8484) |  | Yes | Yes | No |  |  | No |  | No | No | No |  | Continuous |  | VEEDER ROOT | TLS-350R | VEEDER ROOT | 794380-208 | Yes | Yes | Yes | No | Single-walled |  |  | No | Yes | Yes | Yes | Yes | No | No | No | No | No | Yes | Yes | [8 empty] | Yes | ATG PROBE USED FOR INVENTORY PURPOSES. FILL SUMP AND VENT BOX SUMP SENSOR MONITORED BY VEEDER ROOT 794380-208. | BURKE ALBELDA | ENVIRONMENTAL COMPLIANCE SPECIALIST | TERESA MILES | SENIOR MANAGER, ENVIRONMENTAL COMPLIANCE WEST | Authorized Representative of Owner |  | BURKE D. ALBELDA | ENVIRONMENTAL COMPLIANCE SUPERVISOR | 2023-12-05 13:28 | 2024-01-18 12:30 | Deborah Bernhard | Santa Monica Fire Department | CUPA
10122622 | 90-1437.02 | H&S Energy, LLC | 90363457 | H&S Energy Products, LLC #2057 | 432 Wilshire Blvd | Santa Monica | 90401-1410 | Confirmed/Updated Information | 2 | 10122622-002 | Modern Welding | A Stand-alone Tank | 12000 | 2009-08-27 |  |  | 1 |  | Motor Vehicle Fueling |  | Premium Unleaded |  |  | Double Wall | Steel |  | Fiberglass |  | Yes | No | Yes | No | Double-walled | Pressure | Fiberglass |  | Fiberglass |  | Double-walled | Fiberglass |  | Fiberglass |  | Double-walled | Fiberglass |  | Fiberglass |  | Steel |  | Fiberglass |  | Yes | Yes | Yes | Double-walled | Fiberglass |  | No | No | Yes |  | Frank Ghadooshahy | General Manager | Annually |  | Site Plan Previously Submitted | Yes | Under Vacuum | Veeder Root | TLS-350 | Veeder Root | 794390-420 & 330020-463 | No | [8 empty] | No | No |  | No |  |  | No |  | Yes | Under Vacuum | Veeder Root | TLS-350 | Veeder Root | 794380-208 & 794390-304 | Yes | Yes | No |  |  | Yes | Veeder Root | TLS-350, PLLD 848480-003 |  | Yes | Yes | No |  |  | No |  | No | No | Yes |  | Continuous |  | Veeder Root | TLS-350 | Veeder Root | 794380-208 (Sump), 304 Interstitial | Yes | Yes | Yes | No | Double-walled | Liquid | Yes | No | No | Yes | Yes | Yes | No | No | No | No | No | Yes | Yes | [8 empty] | Yes | "No liquid shall be added to sumps/UDC's in response to alarm conditions or as preventive measure" (added per Monica) | Raymond Soleimani | Supervisor | Frank Ghadooshahy | General Manager | Tank Owner/Operator |  | Frank Ghadooshahy | General Manager | 2024-02-28 09:14 | 2024-06-12 12:34 | Deborah Bernhard | Santa Monica Fire Department | CUPA
10122622 | 90-1437.02 | H&S Energy, LLC | 90363457 | H&S Energy Products, LLC #2057 | 432 Wilshire Blvd | Santa Monica | 90401-1410 | Confirmed/Updated Information | 1 | 10122622-001 | Modern Welding | A Stand-alone Tank | 15000 | 2009-08-27 |  |  | 1 |  | Motor Vehicle Fueling |  | Regular Unleaded |  |  | Double Wall | Steel |  | Fiberglass |  | Yes | No | Yes | No | Double-walled | Pressure | Fiberglass |  | Fiberglass |  | Double-walled | Fiberglass |  | Fiberglass |  | Double-walled | Fiberglass |  | Fiberglass |  | Steel |  | Fiberglass |  | Yes | Yes | Yes | Double-walled | Fiberglass |  | No | No | Yes |  | Frank Ghadooshahy | General Manager | Annually |  | Site Plan Previously Submitted | Yes | Under Vacuum | Veeder Root | TLS-350 | Veeder Root | 794390-420 & 330020-463 | No | [8 empty] | No | No |  | No |  |  | No |  | Yes | Under Vacuum | Veeder Root | TLS-350 | Veeder Root | 794380-208 & 794390-304 | Yes | Yes | No |  |  | Yes | Veeder Root | TLS-350, PLLD 848480-003 |  | Yes | Yes | No |  |  | No |  | No | No | Yes |  | Continuous |  | Veeder Root | TLS-350 | Veeder Root | 794380-208(Sump), 304(Interstitial) | Yes | Yes | Yes | No | Double-walled | Liquid | Yes | No | No | Yes | Yes | No | No | No | No | No | No | Yes | Yes | [8 empty] | Yes | "No liquid shall be added to sumps/UDC's in response to alarm conditions or as preventive measure" (added per Monica) | Raymond Soleimani | Supervisor | Frank Ghadooshahy | General Manager | Tank Owner/Operator |  | Frank Ghadooshahy | General Manager | 2024-02-28 09:14 | 2024-06-12 12:34 | Deborah Bernhard | Santa Monica Fire Department | CUPA
10123591 |  | Santa Monica-UCLA Medical Center and Orthopedic Hospital | 90074296 | Santa Monica-UCLA Medical Center and Orthopedic Hospital | 1250 16th St | Santa Monica | 90404 | Confirmed/Updated Information | 19033-600278-000004 | 10123591-001 | Modern Welding Co., Inc. | One in a Compartmented Unit | 5000 | 2003-01-01 |  |  | 2 |  | Other |  | Diesel | Amber 363 |  | Double Wall | Steel |  | Fiberglass |  | Yes | No | Yes | No | Double-walled | Conventional Suction | Flexible |  | Flexible |  | Single-walled | Steel |  | Fiberglass |  | None |  |  | None |  | Steel |  | Fiberglass |  | Fill Components Installed 451-a: Yes; Fill Components Installed 451-b: Yes; Fill Components Installed 451-c: Yes; Under Dispenser Containment (UDC) 469a: No Dispensers; Under Dispenser Containment (UDC) 469b: None; Corrosion Prevention 448a: No; Corrosion Prevention 448b: No; Corrosion Prevention 448c: Yes; UST Tank Certification / Applicant Information 471: Michael Aguiar; UST Tank Certification / Applicant Information 472: Facilities Manager; Equipment Testing and Preventive Maintenance 490-3a: Annually; Site Plot Plan Submitted 490-4: Site Plan Previously Submitted; Continuous Electronic Tank Monitoring 490-5: Yes; Continuous Electronic Tank Monitoring 490-6: Dry; Continuous Electronic Tank Monitoring 490-7: Incon; Continuous Electronic Tank Monitoring 490-8: TS-5000; Continuous Electronic Tank Monitoring 490-9: INCON; Continuous Electronic Tank Monitoring 490-10: TSP-ELS; Automatic Tank Gauging 490-11: No; Monthly Statistical Inventory Reconciliation 490-20: No; Weekly Manual Tank Gauge 490-21: No; Tank Integrity Testing 490-23: No; Other Tank Monitoring 490-26: No; Continuous Monitoring of Piping Secondary Containment 490-28: Yes; Continuous Monitoring of Piping Secondary Containment 490-29: Dry; Continuous Monitoring of Piping Secondary Containment 490-30: Incon; Continuous Monitoring of Piping Secondary Containment 490-31: TS-5000; Continuous Monitoring of Piping Secondary Containment 490-32: INCON; Continuous Monitoring of Piping Secondary Containment 490-33: TSP-ULS; Continuous Monitoring of Piping Secondary Containment 490-34: No; Continuous Monitoring of Piping Secondary Containment 490-35: No; Mechanical Line Leak Detector Performs 3 GPH Leak Test 490-36: No; Electronic Line Leak Detector Performs 3 GPH Leak Test 490-39: No; Pipeline Integrity Testing 490-45: Yes; Pipeline Integrity Testing 490-46: Every 3 Years; Visual Pipeline Monitoring 490-48: Yes; Suction Piping Meets Exemption Criteria 490-50: No; No Regulated Piping Per Health and Safety Code, Division 20, Chapter 6.7 Is Connected To The Tank System 490-51: No; Other Pipeline Monitoring 490-52: Yes; Under Dispenser Containment (UDC) Monitoring 490-54a: No Dispensers; Periodic System Testing 490-65: No; Periodic System Testing 490-66: Yes; Periodic System Testing 490-67: Yes; Recordkeeping 490-68a: Yes; Recordkeeping 490-68b: Yes; Recordkeeping 490-68c: No; Recordkeeping 490-68d: No; Recordkeeping 490-68e: No; Recordkeeping 490-68f: No; Recordkeeping 490-68g: No; Recordkeeping 490-68h: Yes; Training 490-69a: Yes; Training 490-70: Yes; Personnel Responsibilities 490-72: David Green; Personnel Responsibilities 490-73: Facilities Manager; Personnel Responsibilities 490-74: Saveliy Mocheniat; Personnel Responsibilities 490-75: Service Engineer; UST Monitoring Plan Certification / Applicant Information 490-76: Authorized Representative of Owner; UST Monitoring Plan Certification / Applicant Information 490-78: Michael Aguiar; UST Monitoring Plan Certification / Applicant Information 490-79: Facilities Manager | 2023-10-02 14:57 | 2024-01-17 13:20 | Deborah Bernhard | Santa Monica Fire Department | CUPA
10123591 |  | Santa Monica-UCLA Medical Center and Orthopedic Hospital | 90074296 | Santa Monica-UCLA Medical Center and Orthopedic Hospital | 1250 16th St | Santa Monica | 90404 | Confirmed/Updated Information | 19033-600278-000003 | 10123591-002 | Modern Welding Co., Inc. | One in a Compartmented Unit | 15000 | 2003-01-01 |  |  | 2 |  | Emergency Generator Fuel |  | Diesel | Amber 363 |  | Double Wall | Steel |  | Fiberglass |  | Yes | No | Yes | No | Double-walled | Pressure | Flexible |  | Flexible |  | Single-walled | Steel |  | Fiberglass |  | None | None |  | None |  | Steel |  | Fiberglass |  | Fill Components Installed 451-a: Yes; Fill Components Installed 451-b: Yes; Fill Components Installed 451-c: Yes; Under Dispenser Containment (UDC) 469a: No Dispensers; Under Dispenser Containment (UDC) 469b: None; Corrosion Prevention 448a: No; Corrosion Prevention 448b: No; Corrosion Prevention 448c: Yes; UST Tank Certification / Applicant Information 471: Michael Aguiar; UST Tank Certification / Applicant Information 472: Facilities Manager; Equipment Testing and Preventive Maintenance 490-3a: Annually; Site Plot Plan Submitted 490-4: Site Plan Previously Submitted; Continuous Electronic Tank Monitoring 490-5: Yes; Continuous Electronic Tank Monitoring 490-6: Dry; Continuous Electronic Tank Monitoring 490-7: Incon; Continuous Electronic Tank Monitoring 490-8: TS-5000; Continuous Electronic Tank Monitoring 490-9: INCON; Continuous Electronic Tank Monitoring 490-10: TSP-ELS; Automatic Tank Gauging 490-11: No; Monthly Statistical Inventory Reconciliation 490-20: No; Weekly Manual Tank Gauge 490-21: No; Tank Integrity Testing 490-23: No; Other Tank Monitoring 490-26: No; Continuous Monitoring of Piping Secondary Containment 490-28: Yes; Continuous Monitoring of Piping Secondary Containment 490-29: Dry; Continuous Monitoring of Piping Secondary Containment 490-30: Incon; Continuous Monitoring of Piping Secondary Containment 490-31: TS-5000; Continuous Monitoring of Piping Secondary Containment 490-32: INCON; Continuous Monitoring of Piping Secondary Containment 490-33: TSP-ULS; Continuous Monitoring of Piping Secondary Containment 490-34: No; Continuous Monitoring of Piping Secondary Containment 490-35: No; Mechanical Line Leak Detector Performs 3 GPH Leak Test 490-36: No; Electronic Line Leak Detector Performs 3 GPH Leak Test 490-39: Yes; Electronic Line Leak Detector Performs 3 GPH Leak Test 490-40: Incon; Electronic Line Leak Detector Performs 3 GPH Leak Test 490-41: TS-5000; Electronic Line Leak Detector Performs 3 GPH Leak Test 490-43: No; Electronic Line Leak Detector Performs 3 GPH Leak Test 490-44: No; Pipeline Integrity Testing 490-45: Yes; Pipeline Integrity Testing 490-46: Annually; Visual Pipeline Monitoring 490-48: Yes; Suction Piping Meets Exemption Criteria 490-50: No; No Regulated Piping Per Health and Safety Code, Division 20, Chapter 6.7 Is Connected To The Tank System 490-51: No; Other Pipeline Monitoring 490-52: Yes; Under Dispenser Containment (UDC) Monitoring 490-54a: No Dispensers; Periodic System Testing 490-65: No; Periodic System Testing 490-66: Yes; Periodic System Testing 490-67: Yes; Recordkeeping 490-68a: Yes; Recordkeeping 490-68b: Yes; Recordkeeping 490-68c: No; Recordkeeping 490-68d: No; Recordkeeping 490-68e: No; Recordkeeping 490-68f: No; Recordkeeping 490-68g: No; Recordkeeping 490-68h: Yes; Training 490-69a: Yes; Training 490-70: Yes; Personnel Responsibilities 490-72: Michael Aguiar; Personnel Responsibilities 490-73: Facilities Manager; Personnel Responsibilities 490-74: Saveliy Mocheniat; Personnel Responsibilities 490-75: Service Engineer; UST Monitoring Plan Certification / Applicant Information 490-76: Authorized Representative of Owner; UST Monitoring Plan Certification / Applicant Information 490-78: Michael Aguiar; UST Monitoring Plan Certification / Applicant Information 490-79: Facilities Manager | 2023-10-02 14:57 | 2024-01-17 13:20 | Deborah Bernhard | Santa Monica Fire Department | CUPA
10123966 |  | Associated Ready Mixed Concrete Inc. | 90170026 | Associated Ready Mixed Concrete, Inc. | 1620 19th Street | Santa Monica | 90404 | UST Permanent Closure on Site | TY (TK) HQ 44-017948 | 10123966-002 | Modern Welding | A Stand-alone Tank | 10000 | 1998-01-01 | 2017-05-23 |  | 1 | This tank closure is only to correct a reporting discrepancy- the physical UST is not being closed. This Tank ID will no longer be used for reporting. It has been replaced with TK-44-037406. | Motor Vehicle Fueling |  | Diesel |  |  | Double Wall | Steel |  | Fiberglass |  | No | No | Yes | No | Double-walled | Conventional Suction | Fiberglass |  | Fiberglass |  | Single-walled | Fiberglass |  | Fiberglass |  | None | None |  | None |  | Steel |  | Fiberglass |  | Fill Components Installed 451-a: Yes; Fill Components Installed 451-b: Yes; Fill Components Installed 451-c: Yes; Under Dispenser Containment (UDC) 469a: Single-walled; Under Dispenser Containment (UDC) 469b: Steel; Corrosion Prevention 448a: No; Corrosion Prevention 448b: No; Corrosion Prevention 448c: Yes; UST Tank Certification / Applicant Information 471: Alex Nichols; UST Tank Certification / Applicant Information 472: Enviornmental Compliance Supervisor; Equipment Testing and Preventive Maintenance 490-3a: Annually; Site Plot Plan Submitted 490-4: New Plan Submitted; Continuous Electronic Tank Monitoring 490-5: Yes; Continuous Electronic Tank Monitoring 490-6: Dry; Continuous Electronic Tank Monitoring 490-7: Veeder Root; Continuous Electronic Tank Monitoring 490-8: TLS 300C; Continuous Electronic Tank Monitoring 490-9: Veeder Root; Continuous Electronic Tank Monitoring 490-10: 794390-420; Automatic Tank Gauging 490-11: No; Monthly Statistical Inventory Reconciliation 490-20: No; Weekly Manual Tank Gauge 490-21: No; Tank Integrity Testing 490-23: No; Other Tank Monitoring 490-26: No; Continuous Monitoring of Piping Secondary Containment 490-28: Yes; Continuous Monitoring of Piping Secondary Containment 490-29: Dry; Continuous Monitoring of Piping Secondary Containment 490-30: Veeder Root; Continuous Monitoring of Piping Secondary Containment 490-31: TLS 300C; Continuous Monitoring of Piping Secondary Containment 490-32: Veeder Root; Continuous Monitoring of Piping Secondary Containment 490-33: 794390-420; Continuous Monitoring of Piping Secondary Containment 490-34: Yes; Continuous Monitoring of Piping Secondary Containment 490-35: Yes; Mechanical Line Leak Detector Performs 3 GPH Leak Test 490-36: No; Electronic Line Leak Detector Performs 3 GPH Leak Test 490-39: No; Pipeline Integrity Testing 490-45: No; Visual Pipeline Monitoring 490-48: No; Suction Piping Meets Exemption Criteria 490-50: No; No Regulated Piping Per Health and Safety Code, Division 20, Chapter 6.7 Is Connected To The Tank System 490-51: No; Other Pipeline Monitoring 490-52: No; Under Dispenser Containment (UDC) Monitoring 490-54a: Float and Chain Assembly; Under Dispenser Containment (UDC) Monitoring 490-60: Yes; Under Dispenser Containment (UDC) Monitoring 490-63: Single-walled; Periodic System Testing 490-65: No; Periodic System Testing 490-66: Yes; Periodic System Testing 490-67: Yes; Recordkeeping 490-68a: Yes; Recordkeeping 490-68b: No; Recordkeeping 490-68c: No; Recordkeeping 490-68d: No; Recordkeeping 490-68e: No; Recordkeeping 490-68f: No; Recordkeeping 490-68g: No; Recordkeeping 490-68h: Yes; Training 490-69a: Yes; Training 490-70: Yes; Personnel Responsibilities 490-72: Jose Catalan; Personnel Responsibilities 490-73: Plant Manager; Personnel Responsibilities 490-74: Alex Nichols; Personnel Responsibilities 490-75: Environmental Compliance Supervisor; UST Monitoring Plan Certification / Applicant Information 490-76: Facility Owner/Operator; UST Monitoring Plan Certification / Applicant Information 490-78: Alex Nichols; UST Monitoring Plan Certification / Applicant Information 490-79: Enviornmental Compliance Supervisor | 2017-06-12 10:07 | 2017-07-17 15:30 | Monica Hanley | Santa Monica Fire Department | CUPA
10123966 |  | Associated Ready Mixed Concrete Inc. | 90170026 | Associated Ready Mixed Concrete, Inc. | 1620 19th Street | Santa Monica | 90404 | Confirmed/Updated Information | TK-44-037406 | 10123966-001 | Modern Welding | A Stand-alone Tank | 10000 | 1998-01-01 |  |  | 1 |  | Motor Vehicle Fueling |  | Diesel |  |  | Double Wall | Steel |  | Fiberglass |  | No | No | Yes | No | Double-walled | Conventional Suction | Fiberglass |  | Fiberglass |  | Single-walled | Fiberglass |  | Fiberglass |  | None | None |  | None |  | Steel |  | Fiberglass |  | Fill Components Installed 451-a: Yes; Fill Components Installed 451-b: Yes; Fill Components Installed 451-c: Yes; Under Dispenser Containment (UDC) 469a: Single-walled; Under Dispenser Containment (UDC) 469b: Steel; Corrosion Prevention 448a: No; Corrosion Prevention 448b: No; Corrosion Prevention 448c: Yes; UST Tank Certification / Applicant Information 471: Alex Nichols; UST Tank Certification / Applicant Information 472: Director, Development and Compliance; Equipment Testing and Preventive Maintenance 490-3a: Annually; Site Plot Plan Submitted 490-4: Site Plan Previously Submitted; Continuous Electronic Tank Monitoring 490-5: Yes; Continuous Electronic Tank Monitoring 490-6: Dry; Continuous Electronic Tank Monitoring 490-7: Veeder Root; Continuous Electronic Tank Monitoring 490-8: TLS 300C; Continuous Electronic Tank Monitoring 490-9: Veeder Root; Continuous Electronic Tank Monitoring 490-10: 794390-420; Automatic Tank Gauging 490-11: No; Monthly Statistical Inventory Reconciliation 490-20: No; Weekly Manual Tank Gauge 490-21: No; Tank Integrity Testing 490-23: No; Other Tank Monitoring 490-26: No; Continuous Monitoring of Piping Secondary Containment 490-28: No; Mechanical Line Leak Detector Performs 3 GPH Leak Test 490-36: No; Electronic Line Leak Detector Performs 3 GPH Leak Test 490-39: No; Pipeline Integrity Testing 490-45: No; Visual Pipeline Monitoring 490-48: No; Suction Piping Meets Exemption Criteria 490-50: No; No Regulated Piping Per Health and Safety Code, Division 20, Chapter 6.7 Is Connected To The Tank System 490-51: No; Other Pipeline Monitoring 490-52: No; Under Dispenser Containment (UDC) Monitoring 490-54a: Float and Chain Assembly; Under Dispenser Containment (UDC) Monitoring 490-60: No; Under Dispenser Containment (UDC) Monitoring 490-62: Yes; Under Dispenser Containment (UDC) Monitoring 490-63: Single-walled; Periodic System Testing 490-65: No; Periodic System Testing 490-66: Yes; Periodic System Testing 490-67: Yes; Recordkeeping 490-68a: Yes; Recordkeeping 490-68b: No; Recordkeeping 490-68c: No; Recordkeeping 490-68d: No; Recordkeeping 490-68e: No; Recordkeeping 490-68f: No; Recordkeeping 490-68g: No; Recordkeeping 490-68h: Yes; Training 490-69a: Yes; Training 490-70: Yes; Personnel Responsibilities 490-72: Jose Catalan; Personnel Responsibilities 490-73: Plant Manager; Personnel Responsibilities 490-74: Alex Nichols; Personnel Responsibilities 490-75: Director of Development and Compliance; UST Monitoring Plan Certification / Applicant Information 490-76: Authorized Representative of Owner; UST Monitoring Plan Certification / Applicant Information 490-78: Alex Nichols; UST Monitoring Plan Certification / Applicant Information 490-79: Director of Development and Compliance | 2024-05-31 08:45 | 2024-06-11 11:39 | Deborah Bernhard | Santa Monica Fire Department | CUPA
10123999 |  | Santa Monica Municipal Airport | 90089293 | Aeroplex Group Partners LLC | 2501 Airport Ave | Santa Monica | 90405 | Confirmed/Updated Information | 0 | 10123999-001 | Joor | A Stand-alone Tank | 12000 | 2003-02-20 |  |  | 1 | UL94 Unleaded fuel - change took effect on March 28, 2022. | Aviation Fueling |  | Other Petroleum | UL94 Unleaded AvGas |  | Double Wall | Steel |  | Other |  | Yes | No | No | No | Double-walled | Pressure | Flexible |  | Flexible |  | Single-walled | Fiberglass |  | Fiberglass |  | Single-walled | None |  | None |  | Steel |  | Rigid Plastic |  | Yes | Yes | Yes | Single-walled | Rigid Plastic |  | No | No | Yes |  |  |  | Annually |  | Site Plan Previously Submitted | Yes | Dry | Veeder Root | TLS-300 | Veeder Root | 794390-420 | No | [8 empty] | No | No |  | No |  |  | Yes |  | Yes | Dry | Veeder Root | TLS-300 | Veeder Root | 794390-208 | Yes | Yes | Yes | Vaporless | LD-2000 | No | [5 empty] | No |  |  | No |  | No | No | No |  | Continuous |  | Veeder Root | TLS-300 | Veeder Root | 794390-208 | Yes | Yes | Yes | No | Double-walled |  |  | No | Yes | Yes | Yes | Yes | No | No | No | No | No | Yes | Yes | [8 empty] | Yes |  | Luis Trujillo | Aeroplex Project & Site Manager | Justin Castagna | Director, Operations & Project Management |  |  |  |  | 2023-10-18 14:12 | 2023-11-09 13:24 | Deborah Bernhard | Santa Monica Fire Department | CUPA
10124281 | FA- 00-3 4752 | Saint John's Medical Plaza | 90076531 | Saint John's Medical Plaza | 1301 20th Street | Santa Monica | 90404 | Confirmed/Updated Information | 19033-600314-000001 | 10124281-001 | Owens Corning | A Stand-alone Tank | 1000 | 1986-01-01 |  |  | 1 |  | Emergency Generator Fuel |  | Diesel |  |  | Double Wall | Fiberglass |  | Fiberglass |  | Yes | No | No | No | Double-walled | Pressure | Flexible |  | Flexible |  | Single-walled | Fiberglass |  | Fiberglass | [6 empty] | Steel |  | Fiberglass |  | Fill Components Installed 451-a: Yes; Fill Components Installed 451-b: Yes; Fill Components Installed 451-c: No; Under Dispenser Containment (UDC) 469a: No Dispensers; Under Dispenser Containment (UDC) 469b: None; Corrosion Prevention 448a: No; Corrosion Prevention 448b: No; Corrosion Prevention 448c: Yes; UST Tank Certification / Applicant Information 471: Sara Creagan; UST Tank Certification / Applicant Information 472: Property Mgr; Equipment Testing and Preventive Maintenance 490-3a: Annually; Site Plot Plan Submitted 490-4: Site Plan Previously Submitted; Continuous Electronic Tank Monitoring 490-5: Yes; Continuous Electronic Tank Monitoring 490-6: Dry; Continuous Electronic Tank Monitoring 490-7: Veeder-Root; Continuous Electronic Tank Monitoring 490-8: TLS-300; Continuous Electronic Tank Monitoring 490-9: Veeder-Root; Continuous Electronic Tank Monitoring 490-10: 794390-409; Automatic Tank Gauging 490-11: Yes; Automatic Tank Gauging 490-12: Veeder-Root; Automatic Tank Gauging 490-13: TLS-300; Automatic Tank Gauging 490-14: Veeder-Root; Automatic Tank Gauging 490-15: 847390-105; Monthly Statistical Inventory Reconciliation 490-20: No; Weekly Manual Tank Gauge 490-21: No; Tank Integrity Testing 490-23: No; Other Tank Monitoring 490-26: No; Continuous Monitoring of Piping Secondary Containment 490-28: Yes; Continuous Monitoring of Piping Secondary Containment 490-29: Dry; Continuous Monitoring of Piping Secondary Containment 490-30: Veeder-Root; Continuous Monitoring of Piping Secondary Containment 490-31: TLS-300; Continuous Monitoring of Piping Secondary Containment 490-32: Veeder-Root; Continuous Monitoring of Piping Secondary Containment 490-33: 794380-208; Mechanical Line Leak Detector Performs 3 GPH Leak Test 490-36: No; Electronic Line Leak Detector Performs 3 GPH Leak Test 490-39: No; Pipeline Integrity Testing 490-45: Yes; Pipeline Integrity Testing 490-46: Annually; Visual Pipeline Monitoring 490-48: Yes; Suction Piping Meets Exemption Criteria 490-50: No; No Regulated Piping Per Health and Safety Code, Division 20, Chapter 6.7 Is Connected To The Tank System 490-51: No; Other Pipeline Monitoring 490-52: No; Under Dispenser Containment (UDC) Monitoring 490-54a: No Dispensers; Periodic System Testing 490-65: No; Periodic System Testing 490-66: Yes; Periodic System Testing 490-67: Yes; Recordkeeping 490-68a: Yes; Recordkeeping 490-68b: Yes; Recordkeeping 490-68c: No; Recordkeeping 490-68d: No; Recordkeeping 490-68e: No; Recordkeeping 490-68f: No; Recordkeeping 490-68g: No; Recordkeeping 490-68h: Yes; Training 490-69a: Yes; Training 490-69i: UST Monitoring Plan, Operating Manuals for Electronic Monitoring Equipment, CA UST Regulations; Training 490-70: Yes; Personnel Responsibilities 490-72: MATT MOREHEAD; Personnel Responsibilities 490-73: FM ENGINEERING OPERATION MGR.; Personnel Responsibilities 490-74: TRISH DOROW; Personnel Responsibilities 490-75: PROPERTY MANAGER; UST Monitoring Plan Certification / Applicant Information 490-76: Authorized Representative of Owner; UST Monitoring Plan Certification / Applicant Information 490-78: Sara Creagan; UST Monitoring Plan Certification / Applicant Information 490-79: Property Mgr | 2024-03-01 13:04 | 2024-06-12 17:14 | Deborah Bernhard | Santa Monica Fire Department | CUPA
10128148 | SM-FA0-000281 | Big Blue Bus Maintenance Facility | 90090067 | Big Blue Bus Maintenance Facility | 1660 7th st | Santa Monica | 90401 | Confirmed/Updated Information | 1 | 10128148-001 | Joor | A Stand-alone Tank | 12000 | 1997-08-01 |  |  | 1 |  | Motor Vehicle Fueling |  | Regular Unleaded |  |  | Double Wall | Steel |  | Other |  | Yes | No | No | No | Double-walled | Pressure | Fiberglass |  | Fiberglass |  | Single-walled | Fiberglass |  | Fiberglass |  | Single-walled | Fiberglass |  | Fiberglass |  | Steel |  | Fiberglass |  | Yes | Yes | Yes | Single-walled | Rigid Plastic |  | No | No | Yes |  |  |  | Annually |  | New Plan Submitted | Yes | Dry | Veeder-Root | TLS-350 | Veeder-Root | VR#420 | No | [8 empty] | No | No |  | No |  |  | No |  | Yes | Dry | Veeder-Root | TLS-350 | Veeder-Root | VR#208 | Yes | Yes | No |  |  | Yes | Veeder-Root | VR PLLD |  | Yes | Yes | No |  |  | No |  | No | No | Yes |  | Continuous |  | Veeder-Root | TLS-350 | Veeder-Root | VR#208 | Yes | Yes | Yes | No | Single-walled |  |  | No | Yes | Yes | Yes | Yes | No | No | No | No | No | Yes | Yes | [8 empty] | Yes |  | David Nanjo | Administrative Analyst | Getty Modica | Transit Maintenance Manager |  |  |  |  | 2022-11-23 08:53 | 2022-11-28 16:56 | Deborah Bernhard | Santa Monica Fire Department | CUPA
10129348 |  | Toyota Santa Monica | 90094711 | Hyundai Santa Monica | 801 Santa Monica Blvd | Santa Monica | 90401 | UST Permanent Closure on Site | 01 | 10129348-005 | Joor Manufacturer inc. | A Stand-alone Tank | 2000 | 1985-06-01 | 2017-09-14 |  | 1 | Tank closure is only to correct a reporting discrepancy. This Tank ID will no longer be used for reporting. | Other |  | Other Petroleum | New motor oil |  | Double Wall | Steel |  | Fiberglass |  | No | No | Yes | No | Double-walled | Conventional Suction | Steel |  | Fiberglass |  | Single-walled | Fiberglass |  | Fiberglass |  | None | None |  | None |  | Steel |  | Fiberglass |  | Fill Components Installed 451-a: Yes; Fill Components Installed 451-b: Yes; Fill Components Installed 451-c: Yes; Under Dispenser Containment (UDC) 469a: No Dispensers; Under Dispenser Containment (UDC) 469b: None; Corrosion Prevention 448a: No; Corrosion Prevention 448b: No; Corrosion Prevention 448c: Yes; UST Tank Certification / Applicant Information 471: Jeff Ross; UST Tank Certification / Applicant Information 472: Shop Foreman; Equipment Testing and Preventive Maintenance 490-3a: Annually; Site Plot Plan Submitted 490-4: Site Plan Previously Submitted; Continuous Electronic Tank Monitoring 490-5: Yes; Continuous Electronic Tank Monitoring 490-6: Dry; Continuous Electronic Tank Monitoring 490-7: Incon; Continuous Electronic Tank Monitoring 490-8: TS-1001; Continuous Electronic Tank Monitoring 490-9: Incon; Continuous Electronic Tank Monitoring 490-10: TSP-EIS; Automatic Tank Gauging 490-11: No; Monthly Statistical Inventory Reconciliation 490-20: No; Weekly Manual Tank Gauge 490-21: No; Tank Integrity Testing 490-23: No; Other Tank Monitoring 490-26: No; Continuous Monitoring of Piping Secondary Containment 490-28: Yes; Continuous Monitoring of Piping Secondary Containment 490-29: Dry; Continuous Monitoring of Piping Secondary Containment 490-30: Incon; Continuous Monitoring of Piping Secondary Containment 490-31: TS-1001; Continuous Monitoring of Piping Secondary Containment 490-32: Incon; Continuous Monitoring of Piping Secondary Containment 490-33: TSP-EIS; Continuous Monitoring of Piping Secondary Containment 490-34: Yes; Continuous Monitoring of Piping Secondary Containment 490-35: Yes; Mechanical Line Leak Detector Performs 3 GPH Leak Test 490-36: No; Electronic Line Leak Detector Performs 3 GPH Leak Test 490-39: No; Pipeline Integrity Testing 490-45: No; Visual Pipeline Monitoring 490-48: No; Suction Piping Meets Exemption Criteria 490-50: No; No Regulated Piping Per Health and Safety Code, Division 20, Chapter 6.7 Is Connected To The Tank System 490-51: No; Other Pipeline Monitoring 490-52: No; Under Dispenser Containment (UDC) Monitoring 490-54a: No Dispensers; Periodic System Testing 490-65: No; Periodic System Testing 490-66: Yes; Periodic System Testing 490-67: Yes; Recordkeeping 490-68a: Yes; Recordkeeping 490-68b: Yes; Recordkeeping 490-68c: Yes; Recordkeeping 490-68d: No; Recordkeeping 490-68e: No; Recordkeeping 490-68f: No; Recordkeeping 490-68g: No; Recordkeeping 490-68h: Yes; Training 490-69a: Yes; Training 490-70: Yes; Personnel Responsibilities 490-72: Jeff Ross; Personnel Responsibilities 490-73: Shop Foreman; UST Monitoring Plan Certification / Applicant Information 490-76: Authorized Representative of Owner; UST Monitoring Plan Certification / Applicant Information 490-78: Jeff Ross; UST Monitoring Plan Certification / Applicant Information 490-79: Shop Foreman | 2017-09-14 11:03 | 2017-09-14 11:08 | Monica Hanley | Santa Monica Fire Department | CUPA
10129348 |  | Toyota Santa Monica | 90094711 | Hyundai Santa Monica | 801 Santa Monica Blvd | Santa Monica | 90401 | UST Permanent Closure on Site | 2 | 10129348-003 | Joor | A Stand-alone Tank | 1000 | 1985-06-01 | 2017-09-14 |  | 1 | Tank closure is only to correct a reporting discrepancy. This Tank ID will no longer be used for reporting | Hazardous Waste (includes used oil) |  | Used Oil |  |  | Double Wall | Steel |  | Fiberglass |  | No | No | No | No | Other | Gravity |  |  |  |  | Single-walled | Fiberglass |  | Fiberglass |  |  | None |  |  |  | Steel |  | Fiberglass |  | Fill Components Installed 451-a: Yes; Fill Components Installed 451-b: Yes; Fill Components Installed 451-c: Yes; Under Dispenser Containment (UDC) 469a: No Dispensers; Corrosion Prevention 448a: No; Corrosion Prevention 448b: No; Corrosion Prevention 448c: Yes; UST Tank Certification / Applicant Information 471: Jeff Ross; UST Tank Certification / Applicant Information 472: Shop Foreman; Equipment Testing and Preventive Maintenance 490-3a: Annually; Site Plot Plan Submitted 490-4: Site Plan Previously Submitted; Continuous Electronic Tank Monitoring 490-5: Yes; Continuous Electronic Tank Monitoring 490-6: Dry; Continuous Electronic Tank Monitoring 490-7: Incon; Continuous Electronic Tank Monitoring 490-8: TS-1001; Continuous Electronic Tank Monitoring 490-9: Incon; Continuous Electronic Tank Monitoring 490-10: TSP-EIS; Automatic Tank Gauging 490-11: No; Monthly Statistical Inventory Reconciliation 490-20: No; Weekly Manual Tank Gauge 490-21: No; Tank Integrity Testing 490-23: No; Other Tank Monitoring 490-26: No; Continuous Monitoring of Piping Secondary Containment 490-28: Yes; Continuous Monitoring of Piping Secondary Containment 490-29: Dry; Continuous Monitoring of Piping Secondary Containment 490-30: Incon; Continuous Monitoring of Piping Secondary Containment 490-31: TS-1001; Continuous Monitoring of Piping Secondary Containment 490-32: Incon; Continuous Monitoring of Piping Secondary Containment 490-33: TSP-EIS; Continuous Monitoring of Piping Secondary Containment 490-34: No; Mechanical Line Leak Detector Performs 3 GPH Leak Test 490-36: No; Electronic Line Leak Detector Performs 3 GPH Leak Test 490-39: No; Pipeline Integrity Testing 490-45: No; Visual Pipeline Monitoring 490-48: No; Suction Piping Meets Exemption Criteria 490-50: No; No Regulated Piping Per Health and Safety Code, Division 20, Chapter 6.7 Is Connected To The Tank System 490-51: No; Other Pipeline Monitoring 490-52: No; Under Dispenser Containment (UDC) Monitoring 490-54a: No Dispensers; Periodic System Testing 490-65: No; Periodic System Testing 490-66: Yes; Periodic System Testing 490-67: Yes; Recordkeeping 490-68a: Yes; Recordkeeping 490-68b: No; Recordkeeping 490-68c: No; Recordkeeping 490-68d: No; Recordkeeping 490-68e: No; Recordkeeping 490-68f: No; Recordkeeping 490-68g: No; Recordkeeping 490-68h: Yes; Training 490-69a: Yes; Training 490-70: Yes; Personnel Responsibilities 490-72: Jeff Ross; Personnel Responsibilities 490-73: Shop Foreman; UST Monitoring Plan Certification / Applicant Information 490-76: Authorized Representative of Owner; UST Monitoring Plan Certification / Applicant Information 490-78: Jeff Ross; UST Monitoring Plan Certification / Applicant Information 490-79: Shop Foreman | 2017-09-14 11:03 | 2017-09-14 11:08 | Monica Hanley | Santa Monica Fire Department | CUPA
10129348 |  | Toyota Santa Monica | 90094711 | Hyundai Santa Monica | 801 Santa Monica Blvd | Santa Monica | 90401 | Confirmed/Updated Information | #1 | 10129348-001 | Joor Manufacturer inc | A Stand-alone Tank | 2000 | 1985-06-01 |  |  | 1 |  | Other |  | Other Petroleum | New motor oil |  | Double Wall | Steel |  | Fiberglass |  | No | No | Yes | No | Double-walled | Conventional Suction | Steel |  | Fiberglass |  | Single-walled | Fiberglass |  | Fiberglass |  | None | None |  | None |  | Steel |  | Fiberglass |  | Fill Components Installed 451-a: Yes; Fill Components Installed 451-b: Yes; Fill Components Installed 451-c: Yes; Under Dispenser Containment (UDC) 469a: No Dispensers; Under Dispenser Containment (UDC) 469b: None; Corrosion Prevention 448a: No; Corrosion Prevention 448b: No; Corrosion Prevention 448c: Yes; UST Tank Certification / Applicant Information 471: Jeff Ross; UST Tank Certification / Applicant Information 472: Shop Foreman; Equipment Testing and Preventive Maintenance 490-3a: Annually; Site Plot Plan Submitted 490-4: Site Plan Previously Submitted; Continuous Electronic Tank Monitoring 490-5: Yes; Continuous Electronic Tank Monitoring 490-6: Dry; Continuous Electronic Tank Monitoring 490-7: Incon; Continuous Electronic Tank Monitoring 490-8: TS-1001; Continuous Electronic Tank Monitoring 490-9: Incon; Continuous Electronic Tank Monitoring 490-10: TSP-EIS; Automatic Tank Gauging 490-11: No; Monthly Statistical Inventory Reconciliation 490-20: No; Weekly Manual Tank Gauge 490-21: No; Tank Integrity Testing 490-23: No; Other Tank Monitoring 490-26: No; Continuous Monitoring of Piping Secondary Containment 490-28: Yes; Continuous Monitoring of Piping Secondary Containment 490-29: Dry; Continuous Monitoring of Piping Secondary Containment 490-30: Incon; Continuous Monitoring of Piping Secondary Containment 490-31: TS-1001; Continuous Monitoring of Piping Secondary Containment 490-32: Incon; Continuous Monitoring of Piping Secondary Containment 490-33: TSP-EIS; Continuous Monitoring of Piping Secondary Containment 490-34: No; Continuous Monitoring of Piping Secondary Containment 490-35: No; Mechanical Line Leak Detector Performs 3 GPH Leak Test 490-36: No; Electronic Line Leak Detector Performs 3 GPH Leak Test 490-39: No; Pipeline Integrity Testing 490-45: No; Visual Pipeline Monitoring 490-48: No; Suction Piping Meets Exemption Criteria 490-50: Yes; No Regulated Piping Per Health and Safety Code, Division 20, Chapter 6.7 Is Connected To The Tank System 490-51: No; Other Pipeline Monitoring 490-52: No; Under Dispenser Containment (UDC) Monitoring 490-54a: No Dispensers; Periodic System Testing 490-65: No; Periodic System Testing 490-66: Yes; Periodic System Testing 490-67: Yes; Recordkeeping 490-68a: Yes; Recordkeeping 490-68b: Yes; Recordkeeping 490-68c: No; Recordkeeping 490-68d: No; Recordkeeping 490-68e: No; Recordkeeping 490-68f: No; Recordkeeping 490-68g: No; Recordkeeping 490-68h: Yes; Training 490-69a: Yes; Training 490-70: Yes; Personnel Responsibilities 490-72: John Bloter; Personnel Responsibilities 490-73: Service Manager; UST Monitoring Plan Certification / Applicant Information 490-78: Jeff Ross; UST Monitoring Plan Certification / Applicant Information 490-79: Shop Foreman | 2024-01-24 12:03 | 2024-01-29 15:12 | Deborah Bernhard | Santa Monica Fire Department | CUPA
10129348 |  | Toyota Santa Monica | 90094711 | Hyundai Santa Monica | 801 Santa Monica Blvd | Santa Monica | 90401 | Confirmed/Updated Information | #2 | 10129348-002 | Joor Manufacturer inc | A Stand-alone Tank | 1000 | 1985-06-01 |  |  | 1 | Piping is limited to the straight drop riser and is gravity fed. Used oil is transferred from portable containers that have a maximum capacity of 25 gallons each. Transfer quantities never exceed 25 gallons at a time. | Hazardous Waste (includes used oil) |  | Used Oil |  |  | Double Wall | Steel |  | Fiberglass |  | No | No | No | No | Other | Gravity | Steel |  | Fiberglass |  | None | Fiberglass |  | Fiberglass |  | None | None |  | None |  | Steel |  | Fiberglass |  | Fill Components Installed 451-a: Yes; Fill Components Installed 451-b: Yes; Fill Components Installed 451-c: Yes; Under Dispenser Containment (UDC) 469a: No Dispensers; Under Dispenser Containment (UDC) 469b: None; Corrosion Prevention 448a: No; Corrosion Prevention 448b: No; Corrosion Prevention 448c: Yes; UST Tank Certification / Applicant Information 471: Jeff Ross; UST Tank Certification / Applicant Information 472: Shop Foreman; Equipment Testing and Preventive Maintenance 490-3a: Annually; Site Plot Plan Submitted 490-4: Site Plan Previously Submitted; Continuous Electronic Tank Monitoring 490-5: Yes; Continuous Electronic Tank Monitoring 490-6: Dry; Continuous Electronic Tank Monitoring 490-7: Incon; Continuous Electronic Tank Monitoring 490-8: TS-1001; Continuous Electronic Tank Monitoring 490-9: Incon; Continuous Electronic Tank Monitoring 490-10: TSP-EIS; Automatic Tank Gauging 490-11: No; Monthly Statistical Inventory Reconciliation 490-20: No; Weekly Manual Tank Gauge 490-21: No; Tank Integrity Testing 490-23: No; Other Tank Monitoring 490-26: No; Continuous Monitoring of Piping Secondary Containment 490-28: Yes; Continuous Monitoring of Piping Secondary Containment 490-29: Dry; Continuous Monitoring of Piping Secondary Containment 490-30: Incon; Continuous Monitoring of Piping Secondary Containment 490-31: TS-1001; Continuous Monitoring of Piping Secondary Containment 490-32: Incon; Continuous Monitoring of Piping Secondary Containment 490-33: TSP-EIS; Continuous Monitoring of Piping Secondary Containment 490-34: No; Continuous Monitoring of Piping Secondary Containment 490-35: No; Mechanical Line Leak Detector Performs 3 GPH Leak Test 490-36: No; Electronic Line Leak Detector Performs 3 GPH Leak Test 490-39: No; Pipeline Integrity Testing 490-45: No; Visual Pipeline Monitoring 490-48: No; Suction Piping Meets Exemption Criteria 490-50: No; No Regulated Piping Per Health and Safety Code, Division 20, Chapter 6.7 Is Connected To The Tank System 490-51: No; Other Pipeline Monitoring 490-52: No; Under Dispenser Containment (UDC) Monitoring 490-54a: No Dispensers; Periodic System Testing 490-65: No; Periodic System Testing 490-66: Yes; Periodic System Testing 490-67: Yes; Recordkeeping 490-68a: Yes; Recordkeeping 490-68b: Yes; Recordkeeping 490-68c: No; Recordkeeping 490-68d: No; Recordkeeping 490-68e: No; Recordkeeping 490-68f: No; Recordkeeping 490-68g: No; Recordkeeping 490-68h: Yes; Training 490-69a: Yes; Training 490-70: Yes; Personnel Responsibilities 490-72: John Bolter; Personnel Responsibilities 490-73: Service Manager; UST Monitoring Plan Certification / Applicant Information 490-78: Jeff Ross; UST Monitoring Plan Certification / Applicant Information 490-79: Shop Foreman | 2024-01-24 12:03 | 2024-01-29 15:12 | Deborah Bernhard | Santa Monica Fire Department | CUPA
10133554 |  | Southern California Disposal Co., Inc. | 90110572 | Southern California Disposal Co., Inc. | 2329 Delaware Avenue | Santa Monica | 90404 | Renewal Permit | 3 | 10133554-002 | Modern Welding | A Stand-alone Tank | 550 | 1997-11-03 |  |  | 1 |  | Hazardous Waste (includes used oil) |  | Used Oil |  |  | Double Wall | Steel |  | Fiberglass |  | No | Yes | No | Yes | Other | Gravity | None |  | None |  | Single-walled | Fiberglass |  | Fiberglass |  | None | None |  | None |  | Steel |  | Fiberglass |  | Fill Components Installed 451-a: Yes; Fill Components Installed 451-b: Yes; Fill Components Installed 451-c: Yes; Under Dispenser Containment (UDC) 469a: No Dispensers; Under Dispenser Containment (UDC) 469b: None; Corrosion Prevention 448a: No; Corrosion Prevention 448b: No; Corrosion Prevention 448c: Yes; UST Tank Certification / Applicant Information 471: Seta Kardashian; UST Tank Certification / Applicant Information 472: Vice President; Equipment Testing and Preventive Maintenance 490-3a: Annually; Site Plot Plan Submitted 490-4: Site Plan Previously Submitted; Continuous Electronic Tank Monitoring 490-5: Yes; Continuous Electronic Tank Monitoring 490-6: Dry; Continuous Electronic Tank Monitoring 490-7: Veeder Root; Continuous Electronic Tank Monitoring 490-8: TLS-350; Continuous Electronic Tank Monitoring 490-9: Veeder Root; Continuous Electronic Tank Monitoring 490-10: 420; Automatic Tank Gauging 490-11: No; Monthly Statistical Inventory Reconciliation 490-20: No; Weekly Manual Tank Gauge 490-21: No; Tank Integrity Testing 490-23: No; Other Tank Monitoring 490-26: No; Continuous Monitoring of Piping Secondary Containment 490-28: Yes; Continuous Monitoring of Piping Secondary Containment 490-29: Dry; Continuous Monitoring of Piping Secondary Containment 490-30: Veeder Root; Continuous Monitoring of Piping Secondary Containment 490-31: TLS-350; Continuous Monitoring of Piping Secondary Containment 490-32: Veeder Root; Continuous Monitoring of Piping Secondary Containment 490-33: 208; Continuous Monitoring of Piping Secondary Containment 490-34: No; Continuous Monitoring of Piping Secondary Containment 490-35: No; Mechanical Line Leak Detector Performs 3 GPH Leak Test 490-36: No; Electronic Line Leak Detector Performs 3 GPH Leak Test 490-39: No; Pipeline Integrity Testing 490-45: No; Visual Pipeline Monitoring 490-48: No; Suction Piping Meets Exemption Criteria 490-50: No; No Regulated Piping Per Health and Safety Code, Division 20, Chapter 6.7 Is Connected To The Tank System 490-51: Yes; Other Pipeline Monitoring 490-52: No; Under Dispenser Containment (UDC) Monitoring 490-54a: No Dispensers; Under Dispenser Containment (UDC) Monitoring 490-59: No; Under Dispenser Containment (UDC) Monitoring 490-62: No; Periodic System Testing 490-65: No; Periodic System Testing 490-66: Yes; Periodic System Testing 490-67: Yes; Recordkeeping 490-68a: Yes; Recordkeeping 490-68b: No; Recordkeeping 490-68c: No; Recordkeeping 490-68d: No; Recordkeeping 490-68e: No; Recordkeeping 490-68f: No; Recordkeeping 490-68g: No; Recordkeeping 490-68h: Yes; Training 490-69a: Yes; Training 490-70: Yes; Personnel Responsibilities 490-72: Seta Kardashian; Personnel Responsibilities 490-73: Vice President; Personnel Responsibilities 490-74: Luke Kardashian; Personnel Responsibilities 490-75: President; UST Monitoring Plan Certification / Applicant Information 490-76: Tank Owner/Operator; UST Monitoring Plan Certification / Applicant Information 490-78: Seta Kardashian; UST Monitoring Plan Certification / Applicant Information 490-79: Vice President | 2022-08-26 17:43 | 2022-09-29 12:30 | Deborah Bernhard | Santa Monica Fire Department | CUPA
10133554 |  | Southern California Disposal Co., Inc. | 90110572 | Southern California Disposal Co., Inc. | 2329 Delaware Avenue | Santa Monica | 90404 | Renewal Permit | 1 | 10133554-001 | Modern Welding | A Stand-alone Tank | 12000 | 1997-11-03 |  |  | 1 |  | Motor Vehicle Fueling |  | Diesel |  |  | Double Wall | Steel |  | Fiberglass |  | No | No | Yes | No | Double-walled | Pressure | Fiberglass |  | Fiberglass |  | Single-walled | Fiberglass |  | Fiberglass |  | None | None |  | None |  | Steel |  | Fiberglass |  | Fill Components Installed 451-a: Yes; Fill Components Installed 451-b: Yes; Fill Components Installed 451-c: Yes; Under Dispenser Containment (UDC) 469a: Single-walled; Under Dispenser Containment (UDC) 469b: Steel; Corrosion Prevention 448a: No; Corrosion Prevention 448b: No; Corrosion Prevention 448c: Yes; UST Tank Certification / Applicant Information 471: Seta Kardashian; UST Tank Certification / Applicant Information 472: Vice President; Equipment Testing and Preventive Maintenance 490-3a: Annually; Site Plot Plan Submitted 490-4: Site Plan Previously Submitted; Continuous Electronic Tank Monitoring 490-5: Yes; Continuous Electronic Tank Monitoring 490-6: Dry; Continuous Electronic Tank Monitoring 490-7: Veeder Root; Continuous Electronic Tank Monitoring 490-8: TLS-350; Continuous Electronic Tank Monitoring 490-9: Veeder Root; Continuous Electronic Tank Monitoring 490-10: 420; Automatic Tank Gauging 490-11: No; Monthly Statistical Inventory Reconciliation 490-20: No; Weekly Manual Tank Gauge 490-21: No; Tank Integrity Testing 490-23: No; Other Tank Monitoring 490-26: No; Continuous Monitoring of Piping Secondary Containment 490-28: Yes; Continuous Monitoring of Piping Secondary Containment 490-29: Dry; Continuous Monitoring of Piping Secondary Containment 490-30: Veeder Root; Continuous Monitoring of Piping Secondary Containment 490-31: TLS-350; Continuous Monitoring of Piping Secondary Containment 490-32: Veeder Root; Continuous Monitoring of Piping Secondary Containment 490-33: 208; Continuous Monitoring of Piping Secondary Containment 490-34: Yes; Continuous Monitoring of Piping Secondary Containment 490-35: Yes; Mechanical Line Leak Detector Performs 3 GPH Leak Test 490-36: Yes; Mechanical Line Leak Detector Performs 3 GPH Leak Test 490-37: Veeder Root; Mechanical Line Leak Detector Performs 3 GPH Leak Test 490-38: FX1DV; Electronic Line Leak Detector Performs 3 GPH Leak Test 490-39: No; Pipeline Integrity Testing 490-45: No; Visual Pipeline Monitoring 490-48: No; Suction Piping Meets Exemption Criteria 490-50: No; No Regulated Piping Per Health and Safety Code, Division 20, Chapter 6.7 Is Connected To The Tank System 490-51: No; Other Pipeline Monitoring 490-52: No; Under Dispenser Containment (UDC) Monitoring 490-54a: Float and Chain Assembly; Under Dispenser Containment (UDC) Monitoring 490-59: No; Under Dispenser Containment (UDC) Monitoring 490-62: Yes; Under Dispenser Containment (UDC) Monitoring 490-63: Single-walled; Periodic System Testing 490-65: No; Periodic System Testing 490-66: Yes; Periodic System Testing 490-67: Yes; Recordkeeping 490-68a: Yes; Recordkeeping 490-68b: No; Recordkeeping 490-68c: No; Recordkeeping 490-68d: No; Recordkeeping 490-68e: No; Recordkeeping 490-68f: No; Recordkeeping 490-68g: No; Recordkeeping 490-68h: Yes; Training 490-69a: Yes; Training 490-70: Yes; Personnel Responsibilities 490-72: Seta Kardashian; Personnel Responsibilities 490-73: Vice President; Personnel Responsibilities 490-74: Luke Kardashian; Personnel Responsibilities 490-75: President; UST Monitoring Plan Certification / Applicant Information 490-76: Tank Owner/Operator; UST Monitoring Plan Certification / Applicant Information 490-78: Seta Kardashian; UST Monitoring Plan Certification / Applicant Information 490-79: Vice President | 2022-08-26 17:43 | 2022-09-29 12:30 | Deborah Bernhard | Santa Monica Fire Department | CUPA
10133554 |  | Southern California Disposal Co., Inc. | 90110572 | Southern California Disposal Co., Inc. | 2329 Delaware Avenue | Santa Monica | 90404 | Renewal Permit | 2 | 10133554-003 | Modern Welding | A Stand-alone Tank | 12000 | 1997-11-03 |  |  | 1 |  | Motor Vehicle Fueling |  | Diesel |  |  | Double Wall | Steel |  | Fiberglass |  | No | No | Yes | No | Double-walled | Pressure | Fiberglass |  | Fiberglass |  | Single-walled | Fiberglass |  | Fiberglass |  | None | None |  | None |  | Steel |  | Fiberglass |  | Fill Components Installed 451-a: Yes; Fill Components Installed 451-b: Yes; Fill Components Installed 451-c: Yes; Under Dispenser Containment (UDC) 469a: Single-walled; Under Dispenser Containment (UDC) 469b: Steel; Corrosion Prevention 448a: No; Corrosion Prevention 448b: No; Corrosion Prevention 448c: Yes; UST Tank Certification / Applicant Information 471: Seta Kardashian; UST Tank Certification / Applicant Information 472: Vice President; Equipment Testing and Preventive Maintenance 490-3a: Annually; Site Plot Plan Submitted 490-4: Site Plan Previously Submitted; Continuous Electronic Tank Monitoring 490-5: Yes; Continuous Electronic Tank Monitoring 490-6: Dry; Continuous Electronic Tank Monitoring 490-7: Veeder Root; Continuous Electronic Tank Monitoring 490-8: TLS-350; Continuous Electronic Tank Monitoring 490-9: Veeder Root; Continuous Electronic Tank Monitoring 490-10: 420; Automatic Tank Gauging 490-11: No; Monthly Statistical Inventory Reconciliation 490-20: No; Weekly Manual Tank Gauge 490-21: No; Tank Integrity Testing 490-23: No; Other Tank Monitoring 490-26: No; Continuous Monitoring of Piping Secondary Containment 490-28: Yes; Continuous Monitoring of Piping Secondary Containment 490-29: Dry; Continuous Monitoring of Piping Secondary Containment 490-30: Veeder Root; Continuous Monitoring of Piping Secondary Containment 490-31: TLS-350; Continuous Monitoring of Piping Secondary Containment 490-32: Veeder Root; Continuous Monitoring of Piping Secondary Containment 490-33: 208; Continuous Monitoring of Piping Secondary Containment 490-34: Yes; Continuous Monitoring of Piping Secondary Containment 490-35: Yes; Mechanical Line Leak Detector Performs 3 GPH Leak Test 490-36: Yes; Mechanical Line Leak Detector Performs 3 GPH Leak Test 490-37: Veeder Root; Mechanical Line Leak Detector Performs 3 GPH Leak Test 490-38: FX1DV; Electronic Line Leak Detector Performs 3 GPH Leak Test 490-39: No; Pipeline Integrity Testing 490-45: No; Visual Pipeline Monitoring 490-48: No; Suction Piping Meets Exemption Criteria 490-50: No; No Regulated Piping Per Health and Safety Code, Division 20, Chapter 6.7 Is Connected To The Tank System 490-51: No; Other Pipeline Monitoring 490-52: No; Under Dispenser Containment (UDC) Monitoring 490-54a: Float and Chain Assembly; Under Dispenser Containment (UDC) Monitoring 490-59: No; Under Dispenser Containment (UDC) Monitoring 490-62: Yes; Under Dispenser Containment (UDC) Monitoring 490-63: Single-walled; Periodic System Testing 490-65: No; Periodic System Testing 490-66: Yes; Periodic System Testing 490-67: Yes; Recordkeeping 490-68a: Yes; Recordkeeping 490-68b: No; Recordkeeping 490-68c: No; Recordkeeping 490-68d: No; Recordkeeping 490-68e: No; Recordkeeping 490-68f: No; Recordkeeping 490-68g: No; Recordkeeping 490-68h: Yes; Training 490-69a: Yes; Training 490-70: Yes; Personnel Responsibilities 490-72: Seta Kardashian; Personnel Responsibilities 490-73: Vice President; Personnel Responsibilities 490-74: Luke Kardashian; Personnel Responsibilities 490-75: President; UST Monitoring Plan Certification / Applicant Information 490-76: Tank Owner/Operator; UST Monitoring Plan Certification / Applicant Information 490-78: Seta Kardashian; UST Monitoring Plan Certification / Applicant Information 490-79: Vice President | 2022-08-26 17:43 | 2022-09-29 12:30 | Deborah Bernhard | Santa Monica Fire Department | CUPA
10133593 |  | Southern California Gas Company | 90000280 | Southern California Gas Company: Santa Monica Base | 1701 Stewart St. | Santa Monica | 90404 | Confirmed/Updated Information | DWEU303 | 10133593-001 | Joor | A Stand-alone Tank | 12000 | 1987-06-10 |  |  | 1 |  | Motor Vehicle Fueling |  | Regular Unleaded |  |  | Double Wall | Steel |  | Other |  | Yes | No | No | No | Double-walled | Pressure | Fiberglass |  | Fiberglass |  | Single-walled | Fiberglass |  | Fiberglass |  | None | Fiberglass |  | Fiberglass |  | Steel |  | Fiberglass |  | Yes | Yes | Yes | Single-walled | Fiberglass |  | No | No | Yes |  | Bryan Gordon | Technical Advisor Environmental | Annually |  | Site Plan Previously Submitted | Yes | Dry | Veeder Root | TLS-350 Plus | Veeder Root | 794390-420 | No | [8 empty] | No | No |  | No |  |  | No |  | Yes | Dry | Veeder Root | TLS-350 Plus | Veeder Root | 794380-208 | Yes | Yes | Yes | Vaporless (VMI) | LD2000 | No | [5 empty] | No |  |  | No |  | No | No | No |  | Continuous |  | Veeder Root | TLS-350 Plus | Veeder Root | 794380-208 | Yes | Yes | Yes | No | Single-walled |  |  | No | Yes | Yes | Yes | No | No | No | No | No | No | Yes | Yes | [8 empty] | Yes |  | Bryan Gordon | Technical Advisor Environmental | Leticia Hernandez | UST Program Lead | Authorized Representative of Owner |  | Bryan Gordon | Technical Advisor Environmental | 2024-03-29 12:54 | 2024-06-10 10:48 | Deborah Bernhard | Santa Monica Fire Department | CUPA
10134292 |  | Saint John's Health Center | 90113140 | Providence Saint John's Health Center | 2121 Santa Monica Blvd | Santa Monica | 90404 | Confirmed/Updated Information | 4672 | 10134292-001 | Modern Welding Co. | One in a Compartmented Unit | 10000 | 2000-10-10 |  |  | 2 |  | Emergency Generator Fuel |  | Diesel |  |  | Double Wall | Steel |  | Fiberglass |  | Yes | No | Yes | No | Double-walled | Conventional Suction | Fiberglass |  | Fiberglass |  | Single-walled | Fiberglass |  | Fiberglass |  | Single-walled | None |  | None |  | Steel |  | Fiberglass |  | Fill Components Installed 451-a: Yes; Fill Components Installed 451-b: Yes; Fill Components Installed 451-c: Yes; Under Dispenser Containment (UDC) 469a: No Dispensers; Corrosion Prevention 448a: No; Corrosion Prevention 448b: No; Corrosion Prevention 448c: Yes; UST Tank Certification / Applicant Information 471: Arman Keshishan; UST Tank Certification / Applicant Information 472: Administrative Director Facilities Management; Equipment Testing and Preventive Maintenance 490-3a: Annually; Site Plot Plan Submitted 490-4: New Plan Submitted; Continuous Electronic Tank Monitoring 490-5: Yes; Continuous Electronic Tank Monitoring 490-6: Dry; Continuous Electronic Tank Monitoring 490-7: Veeder-Root; Continuous Electronic Tank Monitoring 490-8: TLS 350; Continuous Electronic Tank Monitoring 490-9: Veeder-Root; Continuous Electronic Tank Monitoring 490-10: #420; Automatic Tank Gauging 490-11: No; Monthly Statistical Inventory Reconciliation 490-20: No; Weekly Manual Tank Gauge 490-21: No; Tank Integrity Testing 490-23: Yes; Tank Integrity Testing 490-24: Annually; Other Tank Monitoring 490-26: Yes; Continuous Monitoring of Piping Secondary Containment 490-28: Yes; Continuous Monitoring of Piping Secondary Containment 490-29: Dry; Continuous Monitoring of Piping Secondary Containment 490-30: Veeder-Root; Continuous Monitoring of Piping Secondary Containment 490-31: TLS 350; Continuous Monitoring of Piping Secondary Containment 490-32: Veeder-Root; Continuous Monitoring of Piping Secondary Containment 490-33: #208; Continuous Monitoring of Piping Secondary Containment 490-34: No; Continuous Monitoring of Piping Secondary Containment 490-35: No; Mechanical Line Leak Detector Performs 3 GPH Leak Test 490-36: No; Electronic Line Leak Detector Performs 3 GPH Leak Test 490-39: No; Pipeline Integrity Testing 490-45: Yes; Pipeline Integrity Testing 490-46: Annually; Visual Pipeline Monitoring 490-48: Yes; Suction Piping Meets Exemption Criteria 490-50: No; No Regulated Piping Per Health and Safety Code, Division 20, Chapter 6.7 Is Connected To The Tank System 490-51: No; Other Pipeline Monitoring 490-52: No; Under Dispenser Containment (UDC) Monitoring 490-54a: No Dispensers; Periodic System Testing 490-65: No; Periodic System Testing 490-66: Yes; Periodic System Testing 490-67: Yes; Recordkeeping 490-68a: Yes; Recordkeeping 490-68b: Yes; Recordkeeping 490-68c: Yes; Recordkeeping 490-68d: No; Recordkeeping 490-68e: No; Recordkeeping 490-68f: No; Recordkeeping 490-68g: No; Recordkeeping 490-68h: Yes; Training 490-69a: Yes; Training 490-70: Yes; Comments and Additional Information 490-71: Liquid sensors (Veeder-Root #208) are located in each transition sump to generators (3 total).; Personnel Responsibilities 490-72: Arman Keshishan; Personnel Responsibilities 490-73: Administrative Director Facilities Management; UST Monitoring Plan Certification / Applicant Information 490-76: Tank Owner/Operator; UST Monitoring Plan Certification / Applicant Information 490-78: Arman Keshishan; UST Monitoring Plan Certification / Applicant Information 490-79: Administrative Director Facilities Management | 2018-01-26 12:03 | 2018-02-15 15:20 | Monica Hanley | Santa Monica Fire Department | CUPA
10134292 |  | Saint John's Health Center | 90113140 | Providence Saint John's Health Center | 2121 Santa Monica Blvd | Santa Monica | 90404 | Confirmed/Updated Information | 4673 | 10134292-002 | Modern Welding Co. | A Stand-alone Tank | 20000 | 2000-10-10 |  |  | 1 |  | Emergency Generator Fuel |  | Diesel |  |  | Double Wall | Steel |  | Fiberglass |  | Yes | No | Yes | No | Double-walled | Conventional Suction | Fiberglass |  | Fiberglass |  | Single-walled | Fiberglass |  | Fiberglass |  | Single-walled | None |  | None |  | Steel |  | Fiberglass |  | Fill Components Installed 451-a: Yes; Fill Components Installed 451-b: Yes; Fill Components Installed 451-c: Yes; Under Dispenser Containment (UDC) 469a: No Dispensers; Corrosion Prevention 448a: No; Corrosion Prevention 448b: No; Corrosion Prevention 448c: Yes; UST Tank Certification / Applicant Information 471: Arman Keshishan; UST Tank Certification / Applicant Information 472: Administrative Director Facilities Management; Equipment Testing and Preventive Maintenance 490-3a: Annually; Site Plot Plan Submitted 490-4: New Plan Submitted; Continuous Electronic Tank Monitoring 490-5: Yes; Continuous Electronic Tank Monitoring 490-6: Dry; Continuous Electronic Tank Monitoring 490-7: Veeder-Root; Continuous Electronic Tank Monitoring 490-8: TLS 350; Continuous Electronic Tank Monitoring 490-9: Veeder-Root; Continuous Electronic Tank Monitoring 490-10: #420; Automatic Tank Gauging 490-11: No; Monthly Statistical Inventory Reconciliation 490-20: No; Weekly Manual Tank Gauge 490-21: No; Tank Integrity Testing 490-23: Yes; Tank Integrity Testing 490-24: Annually; Other Tank Monitoring 490-26: No; Continuous Monitoring of Piping Secondary Containment 490-28: Yes; Continuous Monitoring of Piping Secondary Containment 490-29: Dry; Continuous Monitoring of Piping Secondary Containment 490-30: Veeder-Root; Continuous Monitoring of Piping Secondary Containment 490-31: TLS 350; Continuous Monitoring of Piping Secondary Containment 490-32: Veeder-Root; Continuous Monitoring of Piping Secondary Containment 490-33: #208; Continuous Monitoring of Piping Secondary Containment 490-34: No; Continuous Monitoring of Piping Secondary Containment 490-35: No; Mechanical Line Leak Detector Performs 3 GPH Leak Test 490-36: No; Electronic Line Leak Detector Performs 3 GPH Leak Test 490-39: No; Pipeline Integrity Testing 490-45: Yes; Pipeline Integrity Testing 490-46: Annually; Visual Pipeline Monitoring 490-48: Yes; Suction Piping Meets Exemption Criteria 490-50: No; No Regulated Piping Per Health and Safety Code, Division 20, Chapter 6.7 Is Connected To The Tank System 490-51: No; Other Pipeline Monitoring 490-52: Yes; Under Dispenser Containment (UDC) Monitoring 490-54a: No Dispensers; Periodic System Testing 490-65: No; Periodic System Testing 490-66: Yes; Periodic System Testing 490-67: Yes; Recordkeeping 490-68a: Yes; Recordkeeping 490-68b: Yes; Recordkeeping 490-68c: Yes; Recordkeeping 490-68d: No; Recordkeeping 490-68e: No; Recordkeeping 490-68f: No; Recordkeeping 490-68g: No; Recordkeeping 490-68h: Yes; Training 490-69a: Yes; Training 490-70: Yes; Comments and Additional Information 490-71: Liquid sensors (Veeder-Root #208) are located in each transition sump to generators (3 total).; Personnel Responsibilities 490-72: Arman Keshishian; Personnel Responsibilities 490-73: Administrative Director Facilities Management; UST Monitoring Plan Certification / Applicant Information 490-76: Tank Owner/Operator; UST Monitoring Plan Certification / Applicant Information 490-78: Arman Keshishian; UST Monitoring Plan Certification / Applicant Information 490-79: Administrative Director Facilities Management | 2018-01-26 12:03 | 2018-02-15 15:20 | Monica Hanley | Santa Monica Fire Department | CUPA
10134292 |  | Saint John's Health Center | 90113140 | Providence Saint John's Health Center | 2121 Santa Monica Blvd | Santa Monica | 90404 | Confirmed/Updated Information | 4674 | 10134292-003 | Modern Welding Co. | One in a Compartmented Unit | 10000 | 2000-10-10 |  |  | 2 |  | Other |  | Diesel |  |  | Double Wall | Steel |  | Fiberglass |  | Yes | No | Yes | No | Double-walled | Pressure | Fiberglass |  | Fiberglass |  | Single-walled | Fiberglass |  | Fiberglass |  | Single-walled | None |  | None |  | Steel |  | Fiberglass |  | Fill Components Installed 451-a: Yes; Fill Components Installed 451-b: Yes; Fill Components Installed 451-c: Yes; Under Dispenser Containment (UDC) 469a: No Dispensers; Corrosion Prevention 448a: No; Corrosion Prevention 448b: No; Corrosion Prevention 448c: Yes; UST Tank Certification / Applicant Information 471: Arman Keshishan; UST Tank Certification / Applicant Information 472: Administrative Director Facilities Management; Equipment Testing and Preventive Maintenance 490-3a: Annually; Site Plot Plan Submitted 490-4: New Plan Submitted; Continuous Electronic Tank Monitoring 490-5: Yes; Continuous Electronic Tank Monitoring 490-6: Dry; Continuous Electronic Tank Monitoring 490-7: Veeder-Root; Continuous Electronic Tank Monitoring 490-8: TLS 350; Continuous Electronic Tank Monitoring 490-9: Veeder-Root; Continuous Electronic Tank Monitoring 490-10: #420; Automatic Tank Gauging 490-11: No; Monthly Statistical Inventory Reconciliation 490-20: No; Weekly Manual Tank Gauge 490-21: No; Tank Integrity Testing 490-23: Yes; Tank Integrity Testing 490-24: Annually; Other Tank Monitoring 490-26: Yes; Continuous Monitoring of Piping Secondary Containment 490-28: Yes; Continuous Monitoring of Piping Secondary Containment 490-29: Dry; Continuous Monitoring of Piping Secondary Containment 490-30: Veeder-Root; Continuous Monitoring of Piping Secondary Containment 490-31: TLS 350; Continuous Monitoring of Piping Secondary Containment 490-32: Veeder-Root; Continuous Monitoring of Piping Secondary Containment 490-33: #208; Continuous Monitoring of Piping Secondary Containment 490-34: No; Continuous Monitoring of Piping Secondary Containment 490-35: No; Mechanical Line Leak Detector Performs 3 GPH Leak Test 490-36: No; Electronic Line Leak Detector Performs 3 GPH Leak Test 490-39: No; Pipeline Integrity Testing 490-45: Yes; Pipeline Integrity Testing 490-46: Annually; Visual Pipeline Monitoring 490-48: Yes; Suction Piping Meets Exemption Criteria 490-50: No; No Regulated Piping Per Health and Safety Code, Division 20, Chapter 6.7 Is Connected To The Tank System 490-51: No; Other Pipeline Monitoring 490-52: No; Under Dispenser Containment (UDC) Monitoring 490-54a: No Dispensers; Periodic System Testing 490-65: No; Periodic System Testing 490-66: Yes; Periodic System Testing 490-67: Yes; Recordkeeping 490-68a: Yes; Recordkeeping 490-68b: Yes; Recordkeeping 490-68c: Yes; Recordkeeping 490-68d: No; Recordkeeping 490-68e: No; Recordkeeping 490-68f: No; Recordkeeping 490-68g: No; Recordkeeping 490-68h: No; Training 490-69a: Yes; Training 490-70: Yes; Personnel Responsibilities 490-72: Arman Keshishian; Personnel Responsibilities 490-73: Administrative Director Facilities Management; UST Monitoring Plan Certification / Applicant Information 490-76: Tank Owner/Operator; UST Monitoring Plan Certification / Applicant Information 490-78: Arman Keshishian; UST Monitoring Plan Certification / Applicant Information 490-79: Administrative Director Facilities Management | 2018-01-26 12:03 | 2018-02-15 15:20 | Monica Hanley | Santa Monica Fire Department | CUPA
10141839 |  | Frontier California, Inc. | 90000160 | Frontier California, Inc. - Santa Monica CO | 1314 7th St | Santa Monica | 90401 | Confirmed/Updated Information | 001 | 10141839-001 | Joor | A Stand-alone Tank | 10000 | 2000-12-01 |  |  | 1 |  | Emergency Generator Fuel |  | Diesel |  |  | Double Wall | Steel |  | Fiberglass |  | Yes | No | Yes | No | Double-walled | Conventional Suction | Flexible |  | Flexible |  | Single-walled | Fiberglass |  | Fiberglass |  | None | None |  | None |  | Steel |  | Fiberglass |  | Fill Components Installed 451-a: Yes; Fill Components Installed 451-b: Yes; Fill Components Installed 451-c: Yes; Under Dispenser Containment (UDC) 469a: No Dispensers; Under Dispenser Containment (UDC) 469b: None; Corrosion Prevention 448a: No; Corrosion Prevention 448b: No; Corrosion Prevention 448c: Yes; UST Tank Certification / Applicant Information 471: Masood Choudhury; UST Tank Certification / Applicant Information 472: Global EH&S Manager; Equipment Testing and Preventive Maintenance 490-3a: Annually; Site Plot Plan Submitted 490-4: New Plan Submitted; Continuous Electronic Tank Monitoring 490-5: Yes; Continuous Electronic Tank Monitoring 490-6: Dry; Continuous Electronic Tank Monitoring 490-7: Veeder Root; Continuous Electronic Tank Monitoring 490-8: TLS-350; Continuous Electronic Tank Monitoring 490-9: Veeder Root; Continuous Electronic Tank Monitoring 490-10: 794380-420; Automatic Tank Gauging 490-11: No; Monthly Statistical Inventory Reconciliation 490-20: No; Weekly Manual Tank Gauge 490-21: No; Tank Integrity Testing 490-23: No; Other Tank Monitoring 490-26: No; Continuous Monitoring of Piping Secondary Containment 490-28: Yes; Continuous Monitoring of Piping Secondary Containment 490-29: Dry; Continuous Monitoring of Piping Secondary Containment 490-30: Veeder Root; Continuous Monitoring of Piping Secondary Containment 490-31: TLS-350; Continuous Monitoring of Piping Secondary Containment 490-32: Veeder Root; Continuous Monitoring of Piping Secondary Containment 490-33: 794380-208; Continuous Monitoring of Piping Secondary Containment 490-34: No; Continuous Monitoring of Piping Secondary Containment 490-35: No; Mechanical Line Leak Detector Performs 3 GPH Leak Test 490-36: No; Electronic Line Leak Detector Performs 3 GPH Leak Test 490-39: No; Pipeline Integrity Testing 490-45: No; Visual Pipeline Monitoring 490-48: Yes; Suction Piping Meets Exemption Criteria 490-50: No; No Regulated Piping Per Health and Safety Code, Division 20, Chapter 6.7 Is Connected To The Tank System 490-51: No; Other Pipeline Monitoring 490-52: Yes; Under Dispenser Containment (UDC) Monitoring 490-54a: No Dispensers; Periodic System Testing 490-65: No; Periodic System Testing 490-66: Yes; Periodic System Testing 490-67: Yes; Recordkeeping 490-68a: Yes; Recordkeeping 490-68b: Yes; Recordkeeping 490-68c: No; Recordkeeping 490-68d: No; Recordkeeping 490-68e: No; Recordkeeping 490-68f: No; Recordkeeping 490-68g: No; Recordkeeping 490-68h: Yes; Training 490-69a: Yes; Training 490-70: Yes; Comments and Additional Information 490-71: Pipe vault sensirs (2): 794380-208System remotely monitored.; Personnel Responsibilities 490-72: Masood Choudhury; Personnel Responsibilities 490-73: Global EH&S Manager; Personnel Responsibilities 490-74: Timothy Prade; Personnel Responsibilities 490-75: Environmental Health & Safety; UST Monitoring Plan Certification / Applicant Information 490-76: Tank Owner/Operator; UST Monitoring Plan Certification / Applicant Information 490-78: Masood Choudhury; UST Monitoring Plan Certification / Applicant Information 490-79: Global EH&S Manager | 2023-12-07 08:53 | 2024-01-18 12:32 | Deborah Bernhard | Santa Monica Fire Department | CUPA
10141843 |  | Frontier California, Inc. | 90000160 | Frontier California, Inc. - Santa Monica Toll | 2001 Broadway | Santa Monica | 90404 | Confirmed/Updated Information | 1 | 10141843-001 | Joor | A Stand-alone Tank | 20000 | 1995-07-31 |  |  | 1 |  | Emergency Generator Fuel |  | Diesel |  |  | Double Wall | Steel |  | Fiberglass |  | No | No | Yes | No | Double-walled | Conventional Suction | Flexible |  | Flexible |  | Single-walled | Steel |  | Fiberglass |  | None | None |  | None |  | Steel |  | Fiberglass |  | Fill Components Installed 451-a: Yes; Fill Components Installed 451-b: Yes; Fill Components Installed 451-c: Yes; Under Dispenser Containment (UDC) 469a: No Dispensers; Under Dispenser Containment (UDC) 469b: None; Corrosion Prevention 448a: No; Corrosion Prevention 448b: No; Corrosion Prevention 448c: Yes; UST Tank Certification / Applicant Information 471: Masood Choudhury; UST Tank Certification / Applicant Information 472: Global EH&S Manager; Equipment Testing and Preventive Maintenance 490-3a: Annually; Site Plot Plan Submitted 490-4: New Plan Submitted; Continuous Electronic Tank Monitoring 490-5: Yes; Continuous Electronic Tank Monitoring 490-6: Dry; Continuous Electronic Tank Monitoring 490-7: Veeder Root; Continuous Electronic Tank Monitoring 490-8: TLS-350; Continuous Electronic Tank Monitoring 490-9: Veeder Root; Continuous Electronic Tank Monitoring 490-10: 794380-420; Automatic Tank Gauging 490-11: No; Monthly Statistical Inventory Reconciliation 490-20: No; Weekly Manual Tank Gauge 490-21: No; Tank Integrity Testing 490-23: No; Other Tank Monitoring 490-26: No; Continuous Monitoring of Piping Secondary Containment 490-28: Yes; Continuous Monitoring of Piping Secondary Containment 490-29: Dry; Continuous Monitoring of Piping Secondary Containment 490-30: Veeder Root; Continuous Monitoring of Piping Secondary Containment 490-31: TLS-350; Continuous Monitoring of Piping Secondary Containment 490-32: Veeder Root; Continuous Monitoring of Piping Secondary Containment 490-33: 794380-208; Continuous Monitoring of Piping Secondary Containment 490-34: No; Continuous Monitoring of Piping Secondary Containment 490-35: No; Mechanical Line Leak Detector Performs 3 GPH Leak Test 490-36: No; Electronic Line Leak Detector Performs 3 GPH Leak Test 490-39: No; Pipeline Integrity Testing 490-45: No; Visual Pipeline Monitoring 490-48: Yes; Suction Piping Meets Exemption Criteria 490-50: No; No Regulated Piping Per Health and Safety Code, Division 20, Chapter 6.7 Is Connected To The Tank System 490-51: No; Other Pipeline Monitoring 490-52: Yes; Under Dispenser Containment (UDC) Monitoring 490-54a: No Dispensers; Periodic System Testing 490-65: No; Periodic System Testing 490-66: Yes; Periodic System Testing 490-67: Yes; Recordkeeping 490-68a: Yes; Recordkeeping 490-68b: Yes; Recordkeeping 490-68c: No; Recordkeeping 490-68d: No; Recordkeeping 490-68e: No; Recordkeeping 490-68f: No; Recordkeeping 490-68g: No; Recordkeeping 490-68h: Yes; Training 490-69a: Yes; Training 490-70: Yes; Comments and Additional Information 490-71: Fill Sump sensor: 794380-208Generator Room pipe Vault: 794380-208Pipe Sump Sensor1: 794380-208Remote monitoring performed.; Personnel Responsibilities 490-72: Masood Choudhury; Personnel Responsibilities 490-73: Global EH&S Manager; Personnel Responsibilities 490-74: Timothy Prade; Personnel Responsibilities 490-75: Environmental Health & Safety; UST Monitoring Plan Certification / Applicant Information 490-76: Tank Owner/Operator; UST Monitoring Plan Certification / Applicant Information 490-78: Masood Choudhury; UST Monitoring Plan Certification / Applicant Information 490-79: Global EH&S Manager | 2023-12-07 08:55 | 2024-01-18 12:33 | Deborah Bernhard | Santa Monica Fire Department | CUPA
10141899 | 90-1143.01 | Frontier California, Inc. | 90000160 | Frontier California Inc.: Sunset CO | 1515 Ocean Park Blvd | Santa Monica | 90405 | Confirmed/Updated Information | 1 | 10141899-001 | Joor | A Stand-alone Tank | 8000 | 2001-06-08 |  |  | 1 |  | Emergency Generator Fuel |  | Diesel |  |  | Double Wall | Steel |  | Fiberglass |  | Yes | No | Yes | No | Double-walled | Conventional Suction | Flexible |  | Flexible |  | Single-walled | Steel |  | Fiberglass |  | None | None |  | None |  | Steel |  | Fiberglass |  | Fill Components Installed 451-a: Yes; Fill Components Installed 451-b: Yes; Fill Components Installed 451-c: Yes; Under Dispenser Containment (UDC) 469a: No Dispensers; Under Dispenser Containment (UDC) 469b: None; Corrosion Prevention 448a: No; Corrosion Prevention 448b: No; Corrosion Prevention 448c: Yes; UST Tank Certification / Applicant Information 471: Masood Choudhury; UST Tank Certification / Applicant Information 472: Global EH&S Manager; Equipment Testing and Preventive Maintenance 490-3a: Annually; Site Plot Plan Submitted 490-4: New Plan Submitted; Continuous Electronic Tank Monitoring 490-5: Yes; Continuous Electronic Tank Monitoring 490-6: Dry; Continuous Electronic Tank Monitoring 490-7: Veeder Root; Continuous Electronic Tank Monitoring 490-8: TLS-350; Continuous Electronic Tank Monitoring 490-9: Veeder Root; Continuous Electronic Tank Monitoring 490-10: 794380-420; Automatic Tank Gauging 490-11: No; Monthly Statistical Inventory Reconciliation 490-20: No; Weekly Manual Tank Gauge 490-21: No; Tank Integrity Testing 490-23: No; Other Tank Monitoring 490-26: No; Continuous Monitoring of Piping Secondary Containment 490-28: Yes; Continuous Monitoring of Piping Secondary Containment 490-29: Dry; Continuous Monitoring of Piping Secondary Containment 490-30: Veeder Root; Continuous Monitoring of Piping Secondary Containment 490-31: TLS-350; Continuous Monitoring of Piping Secondary Containment 490-32: Veeder Root; Continuous Monitoring of Piping Secondary Containment 490-33: 794380-208; Continuous Monitoring of Piping Secondary Containment 490-34: No; Continuous Monitoring of Piping Secondary Containment 490-35: No; Mechanical Line Leak Detector Performs 3 GPH Leak Test 490-36: No; Electronic Line Leak Detector Performs 3 GPH Leak Test 490-39: No; Pipeline Integrity Testing 490-45: No; Visual Pipeline Monitoring 490-48: Yes; Suction Piping Meets Exemption Criteria 490-50: No; No Regulated Piping Per Health and Safety Code, Division 20, Chapter 6.7 Is Connected To The Tank System 490-51: No; Other Pipeline Monitoring 490-52: Yes; Under Dispenser Containment (UDC) Monitoring 490-54a: No Dispensers; Periodic System Testing 490-65: No; Periodic System Testing 490-66: Yes; Periodic System Testing 490-67: Yes; Recordkeeping 490-68a: Yes; Recordkeeping 490-68b: Yes; Recordkeeping 490-68c: No; Recordkeeping 490-68d: No; Recordkeeping 490-68e: No; Recordkeeping 490-68f: No; Recordkeeping 490-68g: No; Recordkeeping 490-68h: Yes; Training 490-69a: Yes; Training 490-69i: UST Monitoring Plan, Operating Manual; Training 490-70: Yes; Comments and Additional Information 490-71: Pipe Vault sensor: 794380-208System is remotely monitored.; Personnel Responsibilities 490-72: Masood Choudhury; Personnel Responsibilities 490-73: Global EH&S Manager; Personnel Responsibilities 490-74: Timothy Prade; Personnel Responsibilities 490-75: Environmental Health & Safety; UST Monitoring Plan Certification / Applicant Information 490-76: Tank Owner/Operator; UST Monitoring Plan Certification / Applicant Information 490-78: Masood Choudhury; UST Monitoring Plan Certification / Applicant Information 490-79: Global EH&S Manager | 2023-12-07 09:25 | 2024-01-18 12:33 | Deborah Bernhard | Santa Monica Fire Department | CUPA
10172961 |  | 2700 Colorado, LLC | 90139753 | Office Block Investment LLC | 2700 Colorado Ave | Santa Monica | 90404 | UST Removal | 19033-600002-000001 | 10172961-001 | Ace Buehler,Inc | A Stand-alone Tank | 1000 | 1985-10-01 | 2022-01-31 |  | 1 |  | Emergency Generator Fuel |  | Diesel |  |  | Double Wall | Steel |  | Fiberglass |  | No | No | Yes | No | Double-walled | Pressure | Fiberglass |  | Fiberglass |  | Single-walled | Fiberglass |  | Fiberglass |  | None | None |  | None |  | Steel |  | Fiberglass |  | Yes | Yes | Yes | No Dispensers | None |  | No | No | Yes |  | Dan Cunanan | Chief Engineer | Annually |  | Site Plan Previously Submitted | Yes | Dry | Veeder Root | Veeder Root TLS 350Plus | Veeder Root | 794390-420/1241348 | No | [8 empty] | No | No |  | No |  |  | No |  | Yes | Dry | Veeder Root | Veeder Root TLS 350Plus | Veeder Root | 794380-208/1237496 | No | No | No |  |  | Yes | Veeder Root | 848480-001 |  | No | No | Yes | Annually |  | Yes |  | No | No | No |  | No Dispensers |  | N/A | N/A | N/A | N/A | No | No | [5 empty] | No | Yes | Yes | Yes | Yes | Yes | No | No | No | No | Yes | Yes | [8 empty] | Yes |  | Daniel Garcia | Building Engineer |  |  | Authorized Representative of Owner |  | Stacy McPeak | Property Manager | 2022-11-10 14:33 | 2022-11-23 13:39 | Deborah Bernhard | Santa Monica Fire Department | CUPA
10172983 |  | Apro LLC | 90161914 | UNITED #008 | 1776 Cloverfield Blvd | Santa Monica | 90404 | Confirmed/Updated Information | 1 | 10172983-001 | Xerxes | A Stand-alone Tank | 20000 | 2000-01-01 |  |  | 1 |  | Motor Vehicle Fueling |  | Regular Unleaded |  |  | Double Wall | Fiberglass |  | Fiberglass |  | No | No | Yes | No | Double-walled | Pressure | Fiberglass |  | Fiberglass |  | Single-walled | Fiberglass |  | Fiberglass |  | None | Fiberglass |  | Fiberglass |  | Steel |  | Fiberglass |  | Yes | Yes | Yes | Single-walled | Steel |  | No | No | Yes |  | Allen Faass | Compliance Manager | Annually |  | New Plan Submitted | Yes | Liquid-Filled | Veeder Root | TLS-350 | Veeder Root | 303 | No | [8 empty] | No | No |  | No |  |  | No |  | Yes | Dry | VEEDER ROOT | TLS-350 | VEEDER ROOT | 208 | Yes | Yes | Yes | VMI | LD-2000 | No | [5 empty] | No |  |  | No |  | No | No | No |  | Continuous |  | VEEDER ROOT | TLS 350 | VEEDER ROOT | 323 | Yes | Yes | Yes | No | Single-walled |  |  | No | Yes | Yes | Yes | Yes | No | No | No | No | No | Yes | Yes | [8 empty] | Yes |  | Tom Robins | Staff Geologist | Umang Singh | Project Manager | Authorized Representative of Owner |  | Allen Faass | Compliance Manager | 2024-01-01 22:10 | 2024-01-22 17:00 | Deborah Bernhard | Santa Monica Fire Department | CUPA
10172983 |  | Apro LLC | 90161914 | UNITED #008 | 1776 Cloverfield Blvd | Santa Monica | 90404 | Confirmed/Updated Information | 2 | 10172983-002 | Xerxes | A Stand-alone Tank | 12000 | 2000-01-20 |  |  | 1 |  | Motor Vehicle Fueling |  | E85 |  |  | Double Wall | Fiberglass |  | Fiberglass |  | No | No | Yes | No | Double-walled | Pressure | Fiberglass |  | Fiberglass |  | Single-walled | Fiberglass |  | Fiberglass |  | None | Fiberglass |  | Fiberglass |  | Steel |  | Fiberglass |  | Yes | Yes | Yes | Single-walled | Steel |  | No | No | Yes |  | Allen Faass | Compliance Manager | Annually |  | New Plan Submitted | Yes | Liquid-Filled | Veeder Root | TLS-350 | Veeder Root | 303 | No | [8 empty] | No | No |  | No |  |  | No |  | Yes | Dry | VEEDER ROOT | TLS-350 | VEEDER ROOT | 323 | Yes | Yes | Yes | FE PETRO | STP MLD AG | No | [5 empty] | No |  |  | No |  | No | No | No |  | Continuous |  | VEEDER ROOT | TLS 350 | VEEDER ROOT | 323 | Yes | Yes | Yes | No | Single-walled |  |  | No | Yes | Yes | Yes | Yes | No | No | No | No | No | Yes | Yes | [8 empty] | Yes |  | Tom Robins | Staff Geologist | Umang Singh | Project Manager | Authorized Representative of Owner |  | Allen Faass | Compliance Manager | 2024-01-01 22:10 | 2024-01-22 17:00 | Deborah Bernhard | Santa Monica Fire Department | CUPA
10172983 |  | Apro LLC | 90161914 | UNITED #008 | 1776 Cloverfield Blvd | Santa Monica | 90404 | Confirmed/Updated Information | 3 | 10172983-003 | Xerxes | A Stand-alone Tank | 12000 | 2000-01-20 |  |  | 1 |  | Motor Vehicle Fueling |  | Premium Unleaded |  |  | Double Wall | Fiberglass |  | Fiberglass |  | No | No | Yes | No | Double-walled | Pressure | Fiberglass |  | Fiberglass |  | Single-walled | Fiberglass |  | Fiberglass |  | None | Fiberglass |  | Fiberglass |  | Steel |  | Fiberglass |  | Yes | Yes | Yes | Single-walled | Steel |  | No | No | Yes |  | Allen Faass | Compliance Manager | Annually |  | New Plan Submitted | Yes | Liquid-Filled | Veeder Root | TLS-350 | Veeder Root | 302 | No | [8 empty] | No | No |  | No |  |  | No |  | Yes | Dry | VEEDER ROOT | TLS-350 | VEEDER ROOT | 208 | Yes | Yes | Yes | VMI | LD-2000 | No | [5 empty] | No |  |  | No |  | No | No | No |  | Continuous |  | VEEDER ROOT | TLS 350 | VEEDER ROOT | 323 | Yes | Yes | Yes | No | Single-walled |  |  | No | Yes | Yes | Yes | Yes | No | No | No | No | No | Yes | Yes | [8 empty] | Yes |  | Tom Robins | Staff Geologist | Umang Singh | Project Manager | Authorized Representative of Owner |  | Allen Faass | Compliance Manager | 2024-01-01 22:10 | 2024-01-22 17:00 | Deborah Bernhard | Santa Monica Fire Department | CUPA
10172983 |  | Apro LLC | 90161914 | UNITED #008 | 1776 Cloverfield Blvd | Santa Monica | 90404 | Confirmed/Updated Information | 4 | 10172983-004 | Xerxes | A Stand-alone Tank | 12000 | 2000-01-20 |  |  | 1 |  | Motor Vehicle Fueling |  | Diesel |  |  | Double Wall | Fiberglass |  | Fiberglass |  | No | No | Yes | No | Double-walled | Pressure | Fiberglass |  | Fiberglass |  | Single-walled | Fiberglass |  | Fiberglass |  | None | None |  | None |  | Steel |  | Fiberglass |  | Yes | Yes | Yes | Single-walled | Steel |  | No | No | Yes |  | Allen Faass | Compliance Manager | Annually |  | New Plan Submitted | Yes | Liquid-Filled | Veeder Root | TLS-350 | Veeder Root | 302 | No | [8 empty] | No | No |  | No |  |  | No |  | Yes | Dry | VEEDER ROOT | TLS-350 | VEEDER ROOT | 208 | Yes | Yes | Yes | VMI | LD-2000 | No | [5 empty] | No |  |  | No |  | No | No | No |  | Continuous |  | VEEDER ROOT | TLS 350 | VEEDER ROOT | 323 | Yes | Yes | Yes | No | Single-walled |  |  | No | Yes | Yes | Yes | Yes | No | No | No | No | No | Yes | Yes | [8 empty] | Yes |  | Tom Robins | Staff Geologist | Umang Singh | Project Manager | Authorized Representative of Owner |  | Allen Faass | Compliance Manager | 2024-01-01 22:10 | 2024-01-22 17:00 | Deborah Bernhard | Santa Monica Fire Department | CUPA
10173047 |  | Community Corporation of Santa Monica | 90731317 | COMMUNITY CORPORATION OF SANTA MONICA | 2120 LINCOLN BLVD | SANTA MONICA | 90405 | UST Removal | 1 | 10173047-001 | MODERN WELDING | A Stand-alone Tank | 20000 | 1998-12-20 | 2019-08-23 |  | 1 |  | Motor Vehicle Fueling |  | Regular Unleaded |  |  | Double Wall | Steel |  | Fiberglass |  | No | No | Yes | No | Double-walled | Pressure | Fiberglass |  | Fiberglass |  | Single-walled | Fiberglass |  | Fiberglass |  | None | Fiberglass |  | Fiberglass |  | Steel |  | Fiberglass |  | Fill Components Installed 451-a: Yes; Fill Components Installed 451-b: Yes; Fill Components Installed 451-c: Yes; Under Dispenser Containment (UDC) 469a: Single-walled; Under Dispenser Containment (UDC) 469b: Steel; Corrosion Prevention 448a: No; Corrosion Prevention 448b: No; Corrosion Prevention 448c: Yes; UST Tank Certification / Applicant Information 471: GAMAL MAKERY; UST Tank Certification / Applicant Information 472: OWNER; Equipment Testing and Preventive Maintenance 490-3a: Annually; Site Plot Plan Submitted 490-4: Site Plan Previously Submitted; Continuous Electronic Tank Monitoring 490-5: Yes; Continuous Electronic Tank Monitoring 490-6: Dry; Continuous Electronic Tank Monitoring 490-7: VEEDER ROOT; Continuous Electronic Tank Monitoring 490-8: TLS 350; Continuous Electronic Tank Monitoring 490-9: VEEDER ROOT; Continuous Electronic Tank Monitoring 490-10: 420; Automatic Tank Gauging 490-11: No; Monthly Statistical Inventory Reconciliation 490-20: No; Weekly Manual Tank Gauge 490-21: No; Tank Integrity Testing 490-23: No; Other Tank Monitoring 490-26: No; Continuous Monitoring of Piping Secondary Containment 490-28: Yes; Continuous Monitoring of Piping Secondary Containment 490-29: Dry; Continuous Monitoring of Piping Secondary Containment 490-30: VEEDER ROOT; Continuous Monitoring of Piping Secondary Containment 490-31: TLS 350; Continuous Monitoring of Piping Secondary Containment 490-32: VEEDER ROOT; Continuous Monitoring of Piping Secondary Containment 490-33: 208; Continuous Monitoring of Piping Secondary Containment 490-34: Yes; Continuous Monitoring of Piping Secondary Containment 490-35: Yes; Mechanical Line Leak Detector Performs 3 GPH Leak Test 490-36: Yes; Mechanical Line Leak Detector Performs 3 GPH Leak Test 490-37: FE Petro; Mechanical Line Leak Detector Performs 3 GPH Leak Test 490-38: MLD; Electronic Line Leak Detector Performs 3 GPH Leak Test 490-39: No; Pipeline Integrity Testing 490-45: No; Visual Pipeline Monitoring 490-48: No; Suction Piping Meets Exemption Criteria 490-50: No; No Regulated Piping Per Health and Safety Code, Division 20, Chapter 6.7 Is Connected To The Tank System 490-51: No; Other Pipeline Monitoring 490-52: No; Under Dispenser Containment (UDC) Monitoring 490-54a: Float and Chain Assembly; Under Dispenser Containment (UDC) Monitoring 490-59: No; Under Dispenser Containment (UDC) Monitoring 490-60: No; Under Dispenser Containment (UDC) Monitoring 490-61: No; Under Dispenser Containment (UDC) Monitoring 490-62: Yes; Under Dispenser Containment (UDC) Monitoring 490-63: Single-walled; Periodic System Testing 490-65: No; Periodic System Testing 490-66: Yes; Periodic System Testing 490-67: Yes; Recordkeeping 490-68a: Yes; Recordkeeping 490-68b: No; Recordkeeping 490-68c: No; Recordkeeping 490-68d: No; Recordkeeping 490-68e: No; Recordkeeping 490-68f: No; Recordkeeping 490-68g: No; Recordkeeping 490-68h: Yes; Training 490-69a: Yes; Training 490-70: Yes; Personnel Responsibilities 490-72: VICTOR ANSLEY; Personnel Responsibilities 490-73: ASSISTANT PROJECT MANAGER; UST Monitoring Plan Certification / Applicant Information 490-76: Facility Owner/Operator; UST Monitoring Plan Certification / Applicant Information 490-78: GAMAL MAKERY; UST Monitoring Plan Certification / Applicant Information 490-79: Operator | 2019-12-17 10:31 | 2020-02-27 18:11 | Monica Hanley | Santa Monica Fire Department | CUPA
10173047 |  | Community Corporation of Santa Monica | 90731317 | COMMUNITY CORPORATION OF SANTA MONICA | 2120 LINCOLN BLVD | SANTA MONICA | 90405 | UST Removal | 3 | 10173047-003 | MODERN WELDING | A Stand-alone Tank | 10000 | 1998-12-20 | 2019-08-23 |  | 1 |  | Motor Vehicle Fueling |  | Diesel |  |  | Double Wall | Steel |  | Fiberglass |  | No | No | Yes | No | Double-walled | Pressure | Fiberglass |  | Fiberglass |  | Single-walled | Fiberglass |  | Fiberglass |  | None | None |  | None |  | Steel |  | Fiberglass |  | Fill Components Installed 451-a: Yes; Fill Components Installed 451-b: Yes; Fill Components Installed 451-c: Yes; Under Dispenser Containment (UDC) 469a: Single-walled; Under Dispenser Containment (UDC) 469b: Steel; Corrosion Prevention 448a: No; Corrosion Prevention 448b: No; Corrosion Prevention 448c: Yes; UST Tank Certification / Applicant Information 471: GAMAL MAKERY; UST Tank Certification / Applicant Information 472: operator; Equipment Testing and Preventive Maintenance 490-3a: Annually; Site Plot Plan Submitted 490-4: Site Plan Previously Submitted; Continuous Electronic Tank Monitoring 490-5: Yes; Continuous Electronic Tank Monitoring 490-6: Dry; Continuous Electronic Tank Monitoring 490-7: VEEDER ROOT; Continuous Electronic Tank Monitoring 490-8: TLS 350; Continuous Electronic Tank Monitoring 490-9: VEEDER ROOT; Continuous Electronic Tank Monitoring 490-10: 420; Automatic Tank Gauging 490-11: No; Monthly Statistical Inventory Reconciliation 490-20: No; Weekly Manual Tank Gauge 490-21: No; Tank Integrity Testing 490-23: No; Other Tank Monitoring 490-26: No; Continuous Monitoring of Piping Secondary Containment 490-28: Yes; Continuous Monitoring of Piping Secondary Containment 490-29: Dry; Continuous Monitoring of Piping Secondary Containment 490-30: VEEDER ROOT; Continuous Monitoring of Piping Secondary Containment 490-31: TLS 350; Continuous Monitoring of Piping Secondary Containment 490-32: VEEDER ROOT; Continuous Monitoring of Piping Secondary Containment 490-33: 208; Continuous Monitoring of Piping Secondary Containment 490-34: Yes; Continuous Monitoring of Piping Secondary Containment 490-35: Yes; Mechanical Line Leak Detector Performs 3 GPH Leak Test 490-36: Yes; Mechanical Line Leak Detector Performs 3 GPH Leak Test 490-37: FE Petro; Mechanical Line Leak Detector Performs 3 GPH Leak Test 490-38: MLD; Electronic Line Leak Detector Performs 3 GPH Leak Test 490-39: No; Pipeline Integrity Testing 490-45: No; Visual Pipeline Monitoring 490-48: No; Suction Piping Meets Exemption Criteria 490-50: No; No Regulated Piping Per Health and Safety Code, Division 20, Chapter 6.7 Is Connected To The Tank System 490-51: No; Other Pipeline Monitoring 490-52: No; Under Dispenser Containment (UDC) Monitoring 490-54a: Float and Chain Assembly; Under Dispenser Containment (UDC) Monitoring 490-59: No; Under Dispenser Containment (UDC) Monitoring 490-60: No; Under Dispenser Containment (UDC) Monitoring 490-61: No; Under Dispenser Containment (UDC) Monitoring 490-62: Yes; Under Dispenser Containment (UDC) Monitoring 490-63: Single-walled; Periodic System Testing 490-65: No; Periodic System Testing 490-66: Yes; Periodic System Testing 490-67: Yes; Recordkeeping 490-68a: Yes; Recordkeeping 490-68b: No; Recordkeeping 490-68c: No; Recordkeeping 490-68d: No; Recordkeeping 490-68e: No; Recordkeeping 490-68f: No; Recordkeeping 490-68g: No; Recordkeeping 490-68h: Yes; Training 490-69a: Yes; Training 490-70: Yes; Personnel Responsibilities 490-72: VICTOR ANSLEY; Personnel Responsibilities 490-73: ASSISTANT PROJECT MANAGER; UST Monitoring Plan Certification / Applicant Information 490-76: Facility Owner/Operator; UST Monitoring Plan Certification / Applicant Information 490-78: GAMAL MAKERY; UST Monitoring Plan Certification / Applicant Information 490-79: Operator | 2019-12-17 10:31 | 2020-02-27 18:11 | Monica Hanley | Santa Monica Fire Department | CUPA
10173047 |  | Community Corporation of Santa Monica | 90731317 | COMMUNITY CORPORATION OF SANTA MONICA | 2120 LINCOLN BLVD | SANTA MONICA | 90405 | UST Removal | 2 | 10173047-002 | MODERN WELDING | A Stand-alone Tank | 20000 | 1998-12-20 | 2019-08-23 |  | 1 |  | Motor Vehicle Fueling |  | Premium Unleaded |  |  | Double Wall | Steel |  | Fiberglass |  | No | No | Yes | No | Double-walled | Pressure | Fiberglass |  | Fiberglass |  | Single-walled | Fiberglass |  | Fiberglass |  | None | Fiberglass |  | Fiberglass |  | Steel |  | Fiberglass |  | Fill Components Installed 451-a: Yes; Fill Components Installed 451-b: Yes; Fill Components Installed 451-c: Yes; Under Dispenser Containment (UDC) 469a: Single-walled; Under Dispenser Containment (UDC) 469b: Steel; Corrosion Prevention 448a: No; Corrosion Prevention 448b: No; Corrosion Prevention 448c: Yes; UST Tank Certification / Applicant Information 471: GAMAL MAKERY; UST Tank Certification / Applicant Information 472: OWNER; Equipment Testing and Preventive Maintenance 490-3a: Annually; Site Plot Plan Submitted 490-4: Site Plan Previously Submitted; Continuous Electronic Tank Monitoring 490-5: Yes; Continuous Electronic Tank Monitoring 490-6: Dry; Continuous Electronic Tank Monitoring 490-7: VEEDER ROOT; Continuous Electronic Tank Monitoring 490-8: TLS 350; Continuous Electronic Tank Monitoring 490-9: VEEDER ROOT; Continuous Electronic Tank Monitoring 490-10: 420; Automatic Tank Gauging 490-11: No; Monthly Statistical Inventory Reconciliation 490-20: No; Weekly Manual Tank Gauge 490-21: No; Tank Integrity Testing 490-23: No; Other Tank Monitoring 490-26: No; Continuous Monitoring of Piping Secondary Containment 490-28: Yes; Continuous Monitoring of Piping Secondary Containment 490-29: Dry; Continuous Monitoring of Piping Secondary Containment 490-30: VEEDER ROOT; Continuous Monitoring of Piping Secondary Containment 490-31: TLS 350; Continuous Monitoring of Piping Secondary Containment 490-32: VEEDER ROOT; Continuous Monitoring of Piping Secondary Containment 490-33: 208; Continuous Monitoring of Piping Secondary Containment 490-34: Yes; Continuous Monitoring of Piping Secondary Containment 490-35: Yes; Mechanical Line Leak Detector Performs 3 GPH Leak Test 490-36: Yes; Mechanical Line Leak Detector Performs 3 GPH Leak Test 490-37: FE Petro; Mechanical Line Leak Detector Performs 3 GPH Leak Test 490-38: MLD; Electronic Line Leak Detector Performs 3 GPH Leak Test 490-39: No; Pipeline Integrity Testing 490-45: No; Visual Pipeline Monitoring 490-48: No; Suction Piping Meets Exemption Criteria 490-50: No; No Regulated Piping Per Health and Safety Code, Division 20, Chapter 6.7 Is Connected To The Tank System 490-51: No; Other Pipeline Monitoring 490-52: No; Under Dispenser Containment (UDC) Monitoring 490-54a: Float and Chain Assembly; Under Dispenser Containment (UDC) Monitoring 490-59: No; Under Dispenser Containment (UDC) Monitoring 490-60: No; Under Dispenser Containment (UDC) Monitoring 490-61: No; Under Dispenser Containment (UDC) Monitoring 490-62: Yes; Under Dispenser Containment (UDC) Monitoring 490-63: Single-walled; Periodic System Testing 490-65: No; Periodic System Testing 490-66: Yes; Periodic System Testing 490-67: Yes; Recordkeeping 490-68a: Yes; Recordkeeping 490-68b: No; Recordkeeping 490-68c: No; Recordkeeping 490-68d: No; Recordkeeping 490-68e: No; Recordkeeping 490-68f: No; Recordkeeping 490-68g: No; Recordkeeping 490-68h: Yes; Training 490-69a: Yes; Training 490-70: Yes; Personnel Responsibilities 490-72: VICTOR ANSLEY; Personnel Responsibilities 490-73: ASSISTANT PROJECT MANAGER; UST Monitoring Plan Certification / Applicant Information 490-76: Facility Owner/Operator; UST Monitoring Plan Certification / Applicant Information 490-78: GAMAL MAKERY; UST Monitoring Plan Certification / Applicant Information 490-79: Operator | 2019-12-17 10:31 | 2020-02-27 18:11 | Monica Hanley | Santa Monica Fire Department | CUPA
10173143 |  | LINCOLN CAR WASH | 90139840 | LINCOLN CAR WASH | 1624 Lincoln Blvd | Santa Monica | 90404 | Renewal Permit | 19033-600177-000009 | 10173143-001 | MODERN WELDING | One in a Compartmented Unit | 10000 | 1999-12-01 |  |  | 2 |  | Motor Vehicle Fueling |  | Regular Unleaded |  |  | Double Wall | Steel |  | Fiberglass |  | No | No | Yes | No | Double-walled | Pressure | Flexible |  | Flexible |  | Single-walled | Other |  | Other | flexible | Single-walled | Other |  | Other | flexible | Steel |  | Fiberglass |  | Yes | Yes | Yes | Single-walled | Rigid Plastic |  | No | No | Yes |  | AMYN JIVANI | MANAGER | Annually |  | Site Plan Previously Submitted | Yes | Dry | VEEDER ROOT | TLS-300C | VEEDER ROOT | 420 | No | [8 empty] | No | No |  | No |  |  | No |  | Yes | Dry | VEEDER ROOT | TLS-300C | VEEDER ROOT | 208 | Yes | Yes | Yes | VEEDEROOT | FX1V | No | [5 empty] | No |  |  | No |  | No | No | No |  | Continuous |  | veeder root | tls300c | veeder root | 208 | Yes | Yes | Yes | Yes | Single-walled |  | No | No | Yes | Yes | Yes | Yes | No | No | No | No | No | Yes | Yes | [8 empty] | Yes | Vent Transition Box B-600 Bravo Single -wall with veeder-root leak sensor model # 208 | AMYN JIVANI | MANAGER | AZIZ JIVANI | PRESIDENT | Facility Owner/Operator |  | AMYN JIVANI | MANAGER | 2023-10-09 16:03 | 2024-01-17 15:22 | Deborah Bernhard | Santa Monica Fire Department | CUPA
10173143 |  | LINCOLN CAR WASH | 90139840 | LINCOLN CAR WASH | 1624 Lincoln Blvd | Santa Monica | 90404 | Renewal Permit | 19033-600177-000010 | 10173143-002 | MODERN WELDING | One in a Compartmented Unit | 10000 | 1999-12-01 |  |  | 2 |  | Motor Vehicle Fueling |  | Premium Unleaded |  |  | Double Wall | Steel |  | Fiberglass |  | No | No | Yes | No | Double-walled | Pressure | Flexible |  | Flexible |  | Single-walled | Other |  | Other | flexible | Single-walled | Other |  | Other | flexible | Steel |  | Fiberglass |  | Yes | Yes | Yes | Single-walled | Rigid Plastic |  | No | No | Yes |  | AMYN JIVANI | MANAGER | Annually |  | Site Plan Previously Submitted | Yes | Dry | VEEDER ROOT | TLS-300C | VEEDER ROOT | 420 | No | [8 empty] | No | No |  | No |  |  | No |  | Yes | Dry | VEEDERROOT | TLS-300C | VEEDER ROOT | 208 | Yes | Yes | Yes | VAPORLESS | LD2000 | No | [5 empty] | No |  |  | No |  | No | No | No |  | Continuous |  | veeder root | tls300c | veeder root | 208 | Yes | Yes | Yes | Yes | Single-walled |  | No | No | Yes | Yes | Yes | Yes | No | No | No | No | No | Yes | Yes | [8 empty] | Yes | Vent Transition BoxB-600Bravo Single-Wall with a veeder-root leak sensor model # 208 | AMYN JIVANI | MANAGER | AZIZ JIVANI | PRESIDENT | Facility Owner/Operator |  | AMYN JIVANI | MANAGER | 2023-10-09 16:03 | 2024-01-17 15:22 | Deborah Bernhard | Santa Monica Fire Department | CUPA
10173173 | 90-1362.02 | Pouldar Stations | 90139852 | POULDAR OIL | 1944 Pico Blvd | Santa Monica | 90405 | Confirmed/Updated Information | 1 | 10173173-001 | Modern Welding | A Stand-alone Tank | 12000 | 1988-12-01 |  |  | 1 |  | Motor Vehicle Fueling |  | Premium Unleaded |  |  | Double Wall | Steel |  | Fiberglass |  | No | No | Yes | No | Double-walled | Pressure | Fiberglass |  | Fiberglass |  | Single-walled | Fiberglass |  | Fiberglass |  | Single-walled | Fiberglass |  | Fiberglass |  | Steel |  | Fiberglass |  | Yes | Yes | Yes | Single-walled | Steel |  | No | No | Yes |  | BOURIS POULDAR | OFFICER / OPERATOR | Annually |  | New Plan Submitted | Yes | Dry | VEEDER ROOT | TLS 350 | VEEDER ROOT | 420 | No | [8 empty] | No | No |  | No |  |  | No |  | Yes | Dry | VEEDER ROOT | TLS 350 | VEEDER ROOT | 208 | Yes | Yes | No |  |  | Yes | VEEDER ROOT | PLLD |  | Yes | Yes | No |  |  | No |  | No | No | No |  | Continuous |  | VEEDER ROOT | TLS 350 | VEEDER ROOT | 208 | Yes | Yes | Yes | No | Single-walled |  | No | No | Yes | Yes | Yes | Yes | No | No | No | No | No | Yes | Yes | [8 empty] | Yes | Vent piping VR 208 | BOURIS POULDAR | OPERATOR | MORRIS POULDAR | PARTNER | Tank Owner/Operator |  | BOURIS POULDAR | OFFICER / OPERATOR | 2024-01-30 16:49 | 2024-06-10 13:34 | Deborah Bernhard | Santa Monica Fire Department | CUPA
10173173 | 90-1362.02 | Pouldar Stations | 90139852 | POULDAR OIL | 1944 Pico Blvd | Santa Monica | 90405 | Confirmed/Updated Information | 3 | 10173173-003 | Modern Welding | A Stand-alone Tank | 520 | 1988-12-01 |  |  | 1 |  | Hazardous Waste (includes used oil) |  | Used Oil |  |  | Double Wall | Steel |  | Fiberglass |  | No | No | No | Yes | Double-walled | Gravity | None |  | None |  | Single-walled | Fiberglass |  | Fiberglass |  | None | None |  | None |  | Steel |  | Fiberglass |  | Fill Components Installed 451-a: Yes; Fill Components Installed 451-b: Yes; Fill Components Installed 451-c: Yes; Under Dispenser Containment (UDC) 469a: No Dispensers; Corrosion Prevention 448a: No; Corrosion Prevention 448b: No; Corrosion Prevention 448c: Yes; UST Tank Certification / Applicant Information 471: BOURIS POULDAR; UST Tank Certification / Applicant Information 472: OFFICER / OPERATOR; Equipment Testing and Preventive Maintenance 490-3a: Annually; Site Plot Plan Submitted 490-4: New Plan Submitted; Continuous Electronic Tank Monitoring 490-5: Yes; Continuous Electronic Tank Monitoring 490-6: Dry; Continuous Electronic Tank Monitoring 490-7: VEEDER ROOT; Continuous Electronic Tank Monitoring 490-8: TLS 350; Continuous Electronic Tank Monitoring 490-9: VEEDER ROOT; Continuous Electronic Tank Monitoring 490-10: 420; Automatic Tank Gauging 490-11: No; Monthly Statistical Inventory Reconciliation 490-20: No; Weekly Manual Tank Gauge 490-21: No; Tank Integrity Testing 490-23: No; Other Tank Monitoring 490-26: No; Continuous Monitoring of Piping Secondary Containment 490-28: Yes; Continuous Monitoring of Piping Secondary Containment 490-29: Dry; Continuous Monitoring of Piping Secondary Containment 490-30: VEEDER ROOT; Continuous Monitoring of Piping Secondary Containment 490-31: TLS 350; Continuous Monitoring of Piping Secondary Containment 490-32: VEEDER ROOT; Continuous Monitoring of Piping Secondary Containment 490-33: 208; Continuous Monitoring of Piping Secondary Containment 490-34: No; Continuous Monitoring of Piping Secondary Containment 490-35: No; Mechanical Line Leak Detector Performs 3 GPH Leak Test 490-36: No; Electronic Line Leak Detector Performs 3 GPH Leak Test 490-39: No; Pipeline Integrity Testing 490-45: No; Visual Pipeline Monitoring 490-48: No; Suction Piping Meets Exemption Criteria 490-50: No; No Regulated Piping Per Health and Safety Code, Division 20, Chapter 6.7 Is Connected To The Tank System 490-51: Yes; Other Pipeline Monitoring 490-52: No; Under Dispenser Containment (UDC) Monitoring 490-54a: No Dispensers; Under Dispenser Containment (UDC) Monitoring 490-61: No; Periodic System Testing 490-65: No; Periodic System Testing 490-66: Yes; Periodic System Testing 490-67: Yes; Recordkeeping 490-68a: Yes; Recordkeeping 490-68b: No; Recordkeeping 490-68c: No; Recordkeeping 490-68d: No; Recordkeeping 490-68e: No; Recordkeeping 490-68f: No; Recordkeeping 490-68g: No; Recordkeeping 490-68h: Yes; Training 490-69a: Yes; Training 490-70: Yes; Personnel Responsibilities 490-72: BOURIS POULDAR; Personnel Responsibilities 490-73: OPERATOR; Personnel Responsibilities 490-74: MORRIS POULDAR; Personnel Responsibilities 490-75: PARTNER; UST Monitoring Plan Certification / Applicant Information 490-76: Tank Owner/Operator; UST Monitoring Plan Certification / Applicant Information 490-78: BOURIS POULDAR; UST Monitoring Plan Certification / Applicant Information 490-79: OFFICER / OPERATOR | 2024-01-30 16:49 | 2024-06-10 13:34 | Deborah Bernhard | Santa Monica Fire Department | CUPA
10173173 | 90-1362.02 | Pouldar Stations | 90139852 | POULDAR OIL | 1944 Pico Blvd | Santa Monica | 90405 | Confirmed/Updated Information | 2 | 10173173-002 | Modern Welding | A Stand-alone Tank | 12000 | 1988-12-01 |  |  | 1 |  | Motor Vehicle Fueling |  | Regular Unleaded |  |  | Double Wall | Steel |  | Fiberglass |  | No | No | Yes | No | Double-walled | Pressure | Fiberglass |  | Fiberglass |  | Single-walled | Fiberglass |  | Fiberglass |  | Single-walled | Fiberglass |  | Fiberglass |  | Steel |  | Fiberglass |  | Yes | Yes | Yes | Single-walled | Steel |  | No | No | Yes |  | BOURIS POULDAR | OFFICER / OPERATOR | Annually |  | New Plan Submitted | Yes | Dry | VEEDER ROOT | TLS 350 | VEEDER ROOT | 420 | No | [8 empty] | No | No |  | No |  |  | No |  | Yes | Dry | VEEDER ROOT | TLS 350 | VEEDER ROOT | 208 | Yes | Yes | No |  |  | Yes | VEEDER ROOT | PLLD |  | Yes | Yes | No |  |  | No |  | No | No | No |  | Continuous |  | VEEDER ROOT | TLS 350 | VEEDER ROOT | 208 | Yes | Yes | Yes | No | Single-walled |  | No | No | Yes | Yes | Yes | No | No | No | No | No | No | Yes | Yes | [8 empty] | Yes | Vent sensor VR 208 | BOURIS POULDAR | OPERATOR | MORRIS POULDAR | PARTNER | Tank Owner/Operator |  | BOURIS POULDAR | OFFICER / OPERATOR | 2024-01-30 16:49 | 2024-06-10 13:34 | Deborah Bernhard | Santa Monica Fire Department | CUPA
10173987 | 90-1551.02 | Universal Music Group | 90140023 | Universal Music Group | 2220 Colorado Ave | Santa Monica | 90404 | Renewal Permit | 000001 | 10173987-001 | Joor | A Stand-alone Tank | 1050 | 1998-12-18 |  |  | 1 |  | Emergency Generator Fuel |  | Diesel |  |  | Double Wall | Steel |  | Fiberglass |  | No | No | Yes | No | Double-walled | Conventional Suction | Flexible |  | Flexible |  | Single-walled | Fiberglass |  | Fiberglass |  | None | None |  | None |  | Steel |  | Fiberglass |  | Fill Components Installed 451-a: Yes; Fill Components Installed 451-b: Yes; Fill Components Installed 451-c: Yes; Under Dispenser Containment (UDC) 469a: No Dispensers; Under Dispenser Containment (UDC) 469b: None; Corrosion Prevention 448a: No; Corrosion Prevention 448b: No; Corrosion Prevention 448c: Yes; UST Tank Certification / Applicant Information 471: Ryan Fossum; UST Tank Certification / Applicant Information 472: Chief Engineer; Equipment Testing and Preventive Maintenance 490-3a: Annually; Site Plot Plan Submitted 490-4: Site Plan Previously Submitted; Continuous Electronic Tank Monitoring 490-5: Yes; Continuous Electronic Tank Monitoring 490-6: Dry; Continuous Electronic Tank Monitoring 490-7: Ronan; Continuous Electronic Tank Monitoring 490-8: X76 ETM-4X; Continuous Electronic Tank Monitoring 490-9: Ronan; Continuous Electronic Tank Monitoring 490-10: EL-S3; Automatic Tank Gauging 490-11: Yes; Automatic Tank Gauging 490-12: Ronan; Automatic Tank Gauging 490-13: X76; Automatic Tank Gauging 490-14: Ronan; Automatic Tank Gauging 490-15: B/W controls Series 7100 Tank Probe; Monthly Statistical Inventory Reconciliation 490-20: No; Weekly Manual Tank Gauge 490-21: No; Tank Integrity Testing 490-23: No; Other Tank Monitoring 490-26: No; Continuous Monitoring of Piping Secondary Containment 490-28: Yes; Continuous Monitoring of Piping Secondary Containment 490-29: Dry; Continuous Monitoring of Piping Secondary Containment 490-30: Ronan; Continuous Monitoring of Piping Secondary Containment 490-31: X76 ETM-4X; Continuous Monitoring of Piping Secondary Containment 490-32: X76; Continuous Monitoring of Piping Secondary Containment 490-33: L-S3; Continuous Monitoring of Piping Secondary Containment 490-34: No; Continuous Monitoring of Piping Secondary Containment 490-35: No; Mechanical Line Leak Detector Performs 3 GPH Leak Test 490-36: No; Electronic Line Leak Detector Performs 3 GPH Leak Test 490-39: No; Pipeline Integrity Testing 490-45: No; Visual Pipeline Monitoring 490-48: Yes; Suction Piping Meets Exemption Criteria 490-50: No; No Regulated Piping Per Health and Safety Code, Division 20, Chapter 6.7 Is Connected To The Tank System 490-51: No; Other Pipeline Monitoring 490-52: No; Under Dispenser Containment (UDC) Monitoring 490-54a: No Dispensers; Periodic System Testing 490-65: No; Periodic System Testing 490-66: Yes; Periodic System Testing 490-67: Yes; Recordkeeping 490-68a: Yes; Recordkeeping 490-68b: Yes; Recordkeeping 490-68c: No; Recordkeeping 490-68d: No; Recordkeeping 490-68e: No; Recordkeeping 490-68f: No; Recordkeeping 490-68g: No; Recordkeeping 490-68h: Yes; Training 490-69a: Yes; Training 490-70: Yes; Personnel Responsibilities 490-72: Ryan Fossum; Personnel Responsibilities 490-73: Lead Engineer; Personnel Responsibilities 490-74: Kevin Garabedian; Personnel Responsibilities 490-75: VP Admin Services; UST Monitoring Plan Certification / Applicant Information 490-76: Facility Owner/Operator; UST Monitoring Plan Certification / Applicant Information 490-78: Ryan Fossum; UST Monitoring Plan Certification / Applicant Information 490-79: Lead Engineer | 2023-09-28 21:06 | 2024-01-16 18:07 | Deborah Bernhard | Santa Monica Fire Department | CUPA
10174387 |  | World Oil Marketing Company | 90129064 | World Oil Marketing Company #16 | 1801 Lincoln Blvd | Santa Monica | 90404 | Confirmed/Updated Information | 1 | 10174387-001 | Owens Corning | A Stand-alone Tank | 12000 | 1987-11-01 |  |  | 1 | Main Tank | Motor Vehicle Fueling |  | Regular Unleaded |  |  | Double Wall | Fiberglass |  | Fiberglass |  | No | No | Yes | No | Double-walled | Pressure | Fiberglass |  | Fiberglass |  | Single-walled | Fiberglass |  | Fiberglass |  | Single-walled | Fiberglass |  | Fiberglass |  | Steel |  | Fiberglass |  | Yes | Yes | Yes | Single-walled | Fiberglass |  | No | No | Yes |  | Jim Tostado | Director | Annually |  | Site Plan Previously Submitted | Yes | Liquid-Filled | Gilbarco/Veeder Root | EMC | Gilbarco/Veeder Root | 301 | No | [8 empty] | No | No |  | No |  |  | No |  | Yes | Dry | Gilbarco/Veeder Root | EMC | Gilbarco/Veeder Root | 208 | Yes | Yes | Yes | Vaporless Manufacturing | LD2000 | No | [5 empty] | No |  |  | No |  | No | No | No |  | Continuous |  | Gilbarco/Veeder Root | EMC | Gilbarco/Veeder Root | VR208 | Yes | Yes | Yes | No | Single-walled |  |  | No | Yes | Yes | Yes | No | No | No | No | No | No | Yes | Yes | [8 empty] | Yes | Monitoring of vent transition box with VR208 sensor. Fill Sump with VR208 sensor. | Jorge Mendoza | Operation Manager | Jerry Sheer | Maintenance Supervisor | Tank Owner/Operator |  | Jim Tostado | Director | 2024-01-18 10:22 | 2024-01-23 13:14 | Deborah Bernhard | Santa Monica Fire Department | CUPA
10174387 |  | World Oil Marketing Company | 90129064 | World Oil Marketing Company #16 | 1801 Lincoln Blvd | Santa Monica | 90404 | Confirmed/Updated Information | 2 | 10174387-002 | Owens Corning | A Stand-alone Tank | 12000 | 1987-11-01 |  |  | 1 | Siphon Tank | Motor Vehicle Fueling |  | Regular Unleaded |  |  | Double Wall | Fiberglass |  | Fiberglass |  | No | No | Yes | No | Double-walled | Pressure | Fiberglass |  | Fiberglass |  | Single-walled | Fiberglass |  | Fiberglass |  | Single-walled | Fiberglass |  | Fiberglass |  | Steel |  | Fiberglass |  | Yes | Yes | Yes | Single-walled | Fiberglass |  | No | No | Yes |  | Jim Tostado | Director | Annually |  | Site Plan Previously Submitted | Yes | Liquid-Filled | Gilbarco/Veeder Root | EMC | Gilbarco/Veeder Root | 301 | No | [8 empty] | No | No |  | No |  |  | No |  | Yes | Dry | Gilbarco/Veeder Root | EMC | Gilbarco/Veeder Root | 208 | Yes | Yes | No |  |  | No | [5 empty] | No |  |  | No |  | No | No | No |  | Continuous |  | Gilbarco/Veeder Root | EMC | Gilbarco/Veeder Root | VR208 | Yes | Yes | Yes | No | Single-walled |  |  | No | Yes | Yes | Yes | No | No | No | No | No | No | Yes | Yes | [8 empty] | Yes | Monitoring of vent transition box with VR208 sensor. Fill Sump with VR208 sensor. | Jorge Mendoza | Operation Manager | Jerry Sheer | Maintenance Supervisor | Tank Owner/Operator |  | Jim Tostado | Director | 2024-01-18 10:22 | 2024-01-23 13:14 | Deborah Bernhard | Santa Monica Fire Department | CUPA
10174387 |  | World Oil Marketing Company | 90129064 | World Oil Marketing Company #16 | 1801 Lincoln Blvd | Santa Monica | 90404 | Confirmed/Updated Information | 3 | 10174387-003 | Owens Corning | A Stand-alone Tank | 12000 | 1987-11-01 |  |  | 1 |  | Motor Vehicle Fueling |  | Premium Unleaded |  |  | Double Wall | Fiberglass |  | Fiberglass |  | No | No | Yes | No | Double-walled | Pressure | Fiberglass |  | Fiberglass |  | Single-walled | Fiberglass |  | Fiberglass |  | Single-walled | Fiberglass |  | Fiberglass |  | Steel |  | Fiberglass |  | Yes | Yes | Yes | Single-walled | Fiberglass |  | No | No | Yes |  | Jim Tostado | Director | Annually |  | Site Plan Previously Submitted | Yes | Liquid-Filled | Gilbarco/Veeder Root | EMC | Gilbarco/Veeder Root | 301 | No | [8 empty] | No | No |  | No |  |  | No |  | Yes | Dry | Gilbarco/Veeder Root | EMC | Gilbarco/Veeder Root | 208 | Yes | Yes | Yes | Vaporless Manufacturing | LD2000 | No | [5 empty] | No |  |  | No |  | No | No | No |  | Continuous |  | Gilbarco/Veeder Root | EMC | Gilbarco/Veeder Root | VR208 | Yes | Yes | Yes | No | Single-walled |  |  | No | Yes | Yes | Yes | No | No | No | No | No | No | Yes | Yes | [8 empty] | Yes | Monitoring of vent transition box with VR208 sensor. Fill Sump with VR208 sensor. | Jorge Mendoza | Operation Manager | Jerry Sheer | Maintenance Supervisor | Tank Owner/Operator |  | Jim Tostado | Director | 2024-01-18 10:22 | 2024-01-23 13:14 | Deborah Bernhard | Santa Monica Fire Department | CUPA
10174475 | 90-1225.01 | Met-L-Chek Company | 90140350 | Met-L-Chek Company | 1639 Euclid St | Santa Monica | 90404 | UST Removal | 5 | 10174475-005 | Modern Welding | One in a Compartmented Unit | 1200 | 2010-03-18 | 2022-02-23 |  | 5 |  | Chemical Product Storage |  | Other Petroleum | Napsol 40 |  | Double Wall | Steel |  | Fiberglass |  | Yes | No | No | No | Double-walled | 23 CCR §2636(a)(3) Suction | Flexible |  | Flexible |  | Double-walled | Fiberglass |  | Fiberglass |  | Double-walled |  |  |  |  | Steel |  | Fiberglass |  | Fill Components Installed 451-a: Yes; Fill Components Installed 451-b: Yes; Fill Components Installed 451-c: Yes; Under Dispenser Containment (UDC) 469a: No Dispensers; Corrosion Prevention 448a: No; Corrosion Prevention 448b: No; Corrosion Prevention 448c: Yes; Equipment Testing and Preventive Maintenance 490-3a: Other; Equipment Testing and Preventive Maintenance 490-3b: N/A; Site Plot Plan Submitted 490-4: Site Plan Previously Submitted; Continuous Electronic Tank Monitoring 490-5: No; Automatic Tank Gauging 490-11: No; Monthly Statistical Inventory Reconciliation 490-20: No; Weekly Manual Tank Gauge 490-21: No; Tank Integrity Testing 490-23: No; Other Tank Monitoring 490-26: No; Continuous Monitoring of Piping Secondary Containment 490-28: No; Mechanical Line Leak Detector Performs 3 GPH Leak Test 490-36: No; Electronic Line Leak Detector Performs 3 GPH Leak Test 490-39: No; Pipeline Integrity Testing 490-45: No; Visual Pipeline Monitoring 490-48: No; Suction Piping Meets Exemption Criteria 490-50: No; No Regulated Piping Per Health and Safety Code, Division 20, Chapter 6.7 Is Connected To The Tank System 490-51: No; Other Pipeline Monitoring 490-52: No; Under Dispenser Containment (UDC) Monitoring 490-54a: No Dispensers; Periodic System Testing 490-65: No; Periodic System Testing 490-66: No; Periodic System Testing 490-67: No; Recordkeeping 490-68a: No; Recordkeeping 490-68b: No; Recordkeeping 490-68c: No; Recordkeeping 490-68d: No; Recordkeeping 490-68e: No; Recordkeeping 490-68f: No; Recordkeeping 490-68g: No; Recordkeeping 490-68h: No; Training 490-69a: No; Training 490-70: No; Personnel Responsibilities 490-72: Michael White; Personnel Responsibilities 490-73: GM; Personnel Responsibilities 490-74: Peter Pelayo; Personnel Responsibilities 490-75: QA | 2022-05-03 12:32 | 2022-05-04 08:12 | Monica Hanley | Santa Monica Fire Department | CUPA
10174475 | 90-1225.01 | Met-L-Chek Company | 90140350 | Met-L-Chek Company | 1639 Euclid St | Santa Monica | 90404 | UST Removal | 1 | 10174475-001 | Modern Welding | One in a Compartmented Unit | 1200 | 2010-03-18 | 2022-02-23 |  | 5 |  | Chemical Product Storage |  | Other Non-petroleum |  | IPA | Double Wall | Steel |  | Fiberglass |  | Yes | No | No | No | Double-walled | 23 CCR §2636(a)(3) Suction | Steel |  | Steel |  | Double-walled | Fiberglass |  | Fiberglass |  | Double-walled |  |  |  |  | Fiberglass |  | Fiberglass |  | Fill Components Installed 451-a: Yes; Fill Components Installed 451-b: Yes; Fill Components Installed 451-c: Yes; Under Dispenser Containment (UDC) 469a: No Dispensers; Corrosion Prevention 448a: No; Corrosion Prevention 448b: No; Corrosion Prevention 448c: Yes; Equipment Testing and Preventive Maintenance 490-3a: Other; Equipment Testing and Preventive Maintenance 490-3b: N/A; Site Plot Plan Submitted 490-4: Site Plan Previously Submitted; Continuous Electronic Tank Monitoring 490-5: No; Automatic Tank Gauging 490-11: No; Monthly Statistical Inventory Reconciliation 490-20: No; Weekly Manual Tank Gauge 490-21: No; Tank Integrity Testing 490-23: No; Other Tank Monitoring 490-26: No; Continuous Monitoring of Piping Secondary Containment 490-28: No; Mechanical Line Leak Detector Performs 3 GPH Leak Test 490-36: No; Electronic Line Leak Detector Performs 3 GPH Leak Test 490-39: No; Pipeline Integrity Testing 490-45: No; Visual Pipeline Monitoring 490-48: No; Suction Piping Meets Exemption Criteria 490-50: No; No Regulated Piping Per Health and Safety Code, Division 20, Chapter 6.7 Is Connected To The Tank System 490-51: No; Other Pipeline Monitoring 490-52: No; Under Dispenser Containment (UDC) Monitoring 490-54a: No Dispensers; Periodic System Testing 490-65: No; Periodic System Testing 490-66: No; Periodic System Testing 490-67: No; Recordkeeping 490-68a: No; Recordkeeping 490-68b: No; Recordkeeping 490-68c: No; Recordkeeping 490-68d: No; Recordkeeping 490-68e: No; Recordkeeping 490-68f: No; Recordkeeping 490-68g: No; Recordkeeping 490-68h: No; Training 490-69a: No; Training 490-70: No; Personnel Responsibilities 490-72: Michael White; Personnel Responsibilities 490-73: GM; Personnel Responsibilities 490-74: Peter Pelayo; Personnel Responsibilities 490-75: QA | 2022-05-03 12:32 | 2022-05-04 08:12 | Monica Hanley | Santa Monica Fire Department | CUPA
10174475 | 90-1225.01 | Met-L-Chek Company | 90140350 | Met-L-Chek Company | 1639 Euclid St | Santa Monica | 90404 | UST Removal | 3 | 10174475-003 | Modern Welding | One in a Compartmented Unit | 6900 | 2010-03-18 | 2022-02-23 |  | 5 |  | Chemical Product Storage |  | Other Petroleum | Napsol 40 |  | Double Wall | Steel |  | Fiberglass |  | Yes | No | No | No | Double-walled | 23 CCR §2636(a)(3) Suction | Flexible |  | Flexible |  | Double-walled | Fiberglass |  | Fiberglass |  | Double-walled |  |  |  |  | Steel |  | Fiberglass |  | Fill Components Installed 451-a: Yes; Fill Components Installed 451-b: Yes; Fill Components Installed 451-c: Yes; Under Dispenser Containment (UDC) 469a: No Dispensers; Corrosion Prevention 448a: No; Corrosion Prevention 448b: No; Corrosion Prevention 448c: Yes; Equipment Testing and Preventive Maintenance 490-3a: Other; Equipment Testing and Preventive Maintenance 490-3b: N/A; Site Plot Plan Submitted 490-4: Site Plan Previously Submitted; Continuous Electronic Tank Monitoring 490-5: No; Automatic Tank Gauging 490-11: No; Monthly Statistical Inventory Reconciliation 490-20: No; Weekly Manual Tank Gauge 490-21: No; Tank Integrity Testing 490-23: No; Other Tank Monitoring 490-26: No; Continuous Monitoring of Piping Secondary Containment 490-28: No; Mechanical Line Leak Detector Performs 3 GPH Leak Test 490-36: No; Electronic Line Leak Detector Performs 3 GPH Leak Test 490-39: No; Pipeline Integrity Testing 490-45: No; Visual Pipeline Monitoring 490-48: No; Suction Piping Meets Exemption Criteria 490-50: No; No Regulated Piping Per Health and Safety Code, Division 20, Chapter 6.7 Is Connected To The Tank System 490-51: No; Other Pipeline Monitoring 490-52: No; Under Dispenser Containment (UDC) Monitoring 490-54a: No Dispensers; Periodic System Testing 490-65: No; Periodic System Testing 490-66: No; Periodic System Testing 490-67: No; Recordkeeping 490-68a: No; Recordkeeping 490-68b: No; Recordkeeping 490-68c: No; Recordkeeping 490-68d: No; Recordkeeping 490-68e: No; Recordkeeping 490-68f: No; Recordkeeping 490-68g: No; Recordkeeping 490-68h: No; Training 490-69a: No; Training 490-70: No; Personnel Responsibilities 490-72: Michael White; Personnel Responsibilities 490-73: GM; Personnel Responsibilities 490-74: Peter Pelayo; Personnel Responsibilities 490-75: QA | 2022-05-03 12:32 | 2022-05-04 08:12 | Monica Hanley | Santa Monica Fire Department | CUPA
10174475 | 90-1225.01 | Met-L-Chek Company | 90140350 | Met-L-Chek Company | 1639 Euclid St | Santa Monica | 90404 | UST Removal | 2 | 10174475-002 | Modern Welding | One in a Compartmented Unit | 1500 | 2010-03-18 | 2022-02-23 |  | 5 |  | Chemical Product Storage |  | Other Non-petroleum |  | Plasticizer | Double Wall | Steel |  | Fiberglass |  | Yes | No | No | No | Double-walled | 23 CCR §2636(a)(3) Suction | Steel |  | Steel |  | Double-walled | Fiberglass |  | Fiberglass |  | Double-walled |  |  |  |  | Fiberglass |  | Fiberglass |  | Fill Components Installed 451-a: Yes; Fill Components Installed 451-b: Yes; Fill Components Installed 451-c: Yes; Under Dispenser Containment (UDC) 469a: Single-walled; Under Dispenser Containment (UDC) 469b: Steel; Corrosion Prevention 448a: No; Corrosion Prevention 448b: No; Corrosion Prevention 448c: Yes; Equipment Testing and Preventive Maintenance 490-3a: Other; Equipment Testing and Preventive Maintenance 490-3b: N/A; Site Plot Plan Submitted 490-4: Site Plan Previously Submitted; Continuous Electronic Tank Monitoring 490-5: No; Automatic Tank Gauging 490-11: No; Monthly Statistical Inventory Reconciliation 490-20: No; Weekly Manual Tank Gauge 490-21: No; Tank Integrity Testing 490-23: No; Other Tank Monitoring 490-26: No; Continuous Monitoring of Piping Secondary Containment 490-28: No; Mechanical Line Leak Detector Performs 3 GPH Leak Test 490-36: No; Electronic Line Leak Detector Performs 3 GPH Leak Test 490-39: No; Pipeline Integrity Testing 490-45: No; Visual Pipeline Monitoring 490-48: No; Suction Piping Meets Exemption Criteria 490-50: No; No Regulated Piping Per Health and Safety Code, Division 20, Chapter 6.7 Is Connected To The Tank System 490-51: No; Other Pipeline Monitoring 490-52: No; Under Dispenser Containment (UDC) Monitoring 490-54a: No Dispensers; Periodic System Testing 490-65: No; Periodic System Testing 490-66: No; Periodic System Testing 490-67: No; Recordkeeping 490-68a: No; Recordkeeping 490-68b: No; Recordkeeping 490-68c: No; Recordkeeping 490-68d: No; Recordkeeping 490-68e: No; Recordkeeping 490-68f: No; Recordkeeping 490-68g: No; Recordkeeping 490-68h: No; Training 490-69a: No; Training 490-70: No; Personnel Responsibilities 490-72: Michael White; Personnel Responsibilities 490-73: GM; Personnel Responsibilities 490-74: Peter Pelayo; Personnel Responsibilities 490-75: QA | 2022-05-03 12:32 | 2022-05-04 08:12 | Monica Hanley | Santa Monica Fire Department | CUPA
10174475 | 90-1225.01 | Met-L-Chek Company | 90140350 | Met-L-Chek Company | 1639 Euclid St | Santa Monica | 90404 | UST Removal | 4 | 10174475-004 | Modern Welding | One in a Compartmented Unit | 1500 | 2010-03-18 | 2022-02-23 |  | 5 |  | Chemical Product Storage |  | Other Non-petroleum |  | Ethylene Glycol | Double Wall | Steel |  | Fiberglass |  | Yes | No | No | No | Double-walled | 23 CCR §2636(a)(3) Suction | Flexible |  | Flexible |  | Double-walled | Fiberglass |  | Fiberglass |  | Double-walled |  |  |  |  | Steel |  | Fiberglass |  | Fill Components Installed 451-a: Yes; Fill Components Installed 451-b: Yes; Fill Components Installed 451-c: Yes; Under Dispenser Containment (UDC) 469a: No Dispensers; Corrosion Prevention 448a: No; Corrosion Prevention 448b: No; Corrosion Prevention 448c: Yes; Equipment Testing and Preventive Maintenance 490-3a: Other; Equipment Testing and Preventive Maintenance 490-3b: N/A; Site Plot Plan Submitted 490-4: Site Plan Previously Submitted; Continuous Electronic Tank Monitoring 490-5: No; Automatic Tank Gauging 490-11: No; Monthly Statistical Inventory Reconciliation 490-20: No; Weekly Manual Tank Gauge 490-21: No; Tank Integrity Testing 490-23: No; Other Tank Monitoring 490-26: No; Continuous Monitoring of Piping Secondary Containment 490-28: No; Mechanical Line Leak Detector Performs 3 GPH Leak Test 490-36: No; Electronic Line Leak Detector Performs 3 GPH Leak Test 490-39: No; Pipeline Integrity Testing 490-45: No; Visual Pipeline Monitoring 490-48: No; Suction Piping Meets Exemption Criteria 490-50: No; No Regulated Piping Per Health and Safety Code, Division 20, Chapter 6.7 Is Connected To The Tank System 490-51: No; Other Pipeline Monitoring 490-52: No; Under Dispenser Containment (UDC) Monitoring 490-54a: No Dispensers; Periodic System Testing 490-65: No; Periodic System Testing 490-66: No; Periodic System Testing 490-67: No; Recordkeeping 490-68a: No; Recordkeeping 490-68b: No; Recordkeeping 490-68c: No; Recordkeeping 490-68d: No; Recordkeeping 490-68e: No; Recordkeeping 490-68f: No; Recordkeeping 490-68g: No; Recordkeeping 490-68h: No; Training 490-69a: No; Training 490-70: No; Personnel Responsibilities 490-72: Michael White; Personnel Responsibilities 490-73: GM; Personnel Responsibilities 490-74: Peter Pelayo; Personnel Responsibilities 490-75: QA | 2022-05-03 12:32 | 2022-05-04 08:12 | Monica Hanley | Santa Monica Fire Department | CUPA
10174637 |  | 76 Ocean, Inc. | 90140425 | Wilshire 76 | 2601 Wilshire Blvd | Santa Monica | 90403 | Confirmed/Updated Information | 1 | 10174637-001 |  | A Stand-alone Tank | 15000 | 1988-01-01 |  |  | 1 |  | Motor Vehicle Fueling |  | Regular Unleaded |  |  | Double Wall | Steel |  | Fiberglass |  | No | No | Yes | No | Double-walled | Pressure | Fiberglass |  | Fiberglass |  | Single-walled | Fiberglass |  | None |  | None | Fiberglass |  | Fiberglass |  | Steel |  | Fiberglass |  | Yes | Yes | Yes | Single-walled | Steel |  | No | No | Yes |  | Andre Van Der Valk | Owner | Annually |  | Site Plan Previously Submitted | Yes | Dry | Veeder Root | TLS-350 | Veeder Root | 794380-420 | No | [8 empty] | No | No |  | No |  |  | No |  | Yes | Dry | Veeder Root | TLS-350 | Veeder Root | 794390-205 | Yes | Yes | Yes | FE Petro | MLD | No | [5 empty] | No |  |  | No |  | No | No | No |  | Continuous |  | Veeder Root | TLS-350 | Veeder Root | 794380-208 | Yes | Yes | Yes | No | Single-walled |  |  | No | Yes | Yes | Yes | Yes | No | No | No | No | No | Yes | Yes | [8 empty] | Yes |  | Tim Van Der Valk | Vice President | Andre Van Der Valk | Owner | Facility Owner/Operator |  | Andre Van Der Valk | Owner | 2024-01-07 12:40 | 2024-01-22 17:07 | Deborah Bernhard | Santa Monica Fire Department | CUPA
10174637 |  | 76 Ocean, Inc. | 90140425 | Wilshire 76 | 2601 Wilshire Blvd | Santa Monica | 90403 | Confirmed/Updated Information | 2 | 10174637-002 |  | A Stand-alone Tank | 15000 | 1988-01-01 |  |  | 1 |  | Motor Vehicle Fueling |  | Premium Unleaded |  |  | Double Wall | Steel |  | Fiberglass |  | No | No | Yes | No | Double-walled | Pressure | Fiberglass |  | Fiberglass |  | None | Fiberglass |  | None |  | None | Fiberglass |  | Fiberglass |  | Steel |  | Fiberglass |  | Yes | Yes | Yes | Single-walled | Steel |  | No | No | Yes |  | Andre Van Der Valk | Owner | Annually |  | Site Plan Previously Submitted | Yes | Dry | Veeder Root | TLS-350 | Veeder Root | 794380-420 | No | [8 empty] | No | No |  | No |  |  | No |  | Yes | Dry | Veeder Root | TLS-350 | Veeder Root | 7943980-208 | Yes | Yes | Yes | FE Petro | MLD | No | [5 empty] | No |  |  | No |  | No | No | No |  | Continuous |  | Veeder Root | TLS-350 | Veeder Root | 794380-208 | Yes | Yes | Yes | No | Single-walled |  |  | No | Yes | Yes | Yes | Yes | No | No | No | No | No | Yes | Yes | [8 empty] | Yes |  | Tim Van Der Valk | Vice President | Andre Van Der Valk | Owner | Facility Owner/Operator |  | Andre Van Der Valk | Owner | 2024-01-07 12:40 | 2024-01-22 17:07 | Deborah Bernhard | Santa Monica Fire Department | CUPA
10175559 | 90-1250.01 | Osko's Service Center | 90393148 | Osko's Service Center | 731 Santa Monica Blvd | Santa Monica | 90401 | Renewal Permit | 4 | 10175559-004 | Xerxes | A Stand-alone Tank | 6000 | 1985-06-01 |  |  | 1 |  | Motor Vehicle Fueling |  | Diesel |  |  | Double Wall | Fiberglass |  | Fiberglass |  | No | No | Yes | No | Double-walled | Pressure | Flexible |  | Flexible |  | None | Fiberglass |  | Fiberglass |  | Single-walled | Fiberglass |  | Fiberglass |  | Steel |  | Fiberglass |  | Yes | Yes | Yes | Single-walled | Fiberglass |  | No | No | Yes |  | Osko Karaghossian | Owner | Annually |  | New Plan Submitted | Yes | Dry | Veeder Root | TLS-350 | Veeder Root | 794390-409 | No | [8 empty] | No | No |  | No |  |  | Yes |  | Yes | Dry | Veeder Root | TLS-350 | Veeder Root | 794390-409 | Yes | Yes | No |  |  | Yes | Veeder Root | PLLD |  | Yes | Yes | No |  |  | No |  | No | No | Yes |  | Continuous |  | Veeder Root | TLS 350 | Veeder Root | 794380-208 | Yes | Yes | Yes | Yes | Single-walled |  |  | No | Yes | Yes | Yes | No | No | No | No | No | No | Yes | Yes | [8 empty] | Yes |  | Osko Karaghossian | Owner |  |  | Tank Owner/Operator |  | Osko Karaghossian | Owner | 2023-06-21 21:30 | 2023-08-16 14:01 | Deborah Bernhard | Santa Monica Fire Department | CUPA
10175559 | 90-1250.01 | Osko's Service Center | 90393148 | Osko's Service Center | 731 Santa Monica Blvd | Santa Monica | 90401 | Renewal Permit | 1 | 10175559-001 | Xerces | A Stand-alone Tank | 12000 | 1985-06-01 |  |  | 1 |  | Motor Vehicle Fueling |  | Regular Unleaded |  |  | Double Wall | Fiberglass |  | Fiberglass |  | No | No | Yes | No | Double-walled | Pressure | Flexible |  | Flexible |  | Single-walled | Fiberglass |  | Fiberglass |  | None | Fiberglass |  | Fiberglass |  | Steel |  | Fiberglass |  | Yes | Yes | Yes | Single-walled | Fiberglass |  | No | No | Yes |  | Osko Karaghossian | Owner | Annually |  | New Plan Submitted | Yes | Dry | Veeder Root | TLS-350 | Veeder Root | 794390-409 | No | [8 empty] | No | No |  | No |  |  | Yes |  | Yes | Dry | Veeder Root | TLS-350 | Veeder Root | 794390-409 | Yes | Yes | No |  |  | Yes | Veeder Root | PLLD |  | Yes | Yes | No |  |  | No |  | No | No | Yes |  | Continuous |  | Veeder Root | TLS 350 | Veeder Root | 794380-208 | Yes | Yes | Yes | Yes | Single-walled |  |  | No | Yes | Yes | Yes | No | No | No | No | No | No | Yes | Yes | [8 empty] | Yes |  | Osko Karaghossian | Owner |  |  | Tank Owner/Operator |  | Osko Karaghossian | Owner | 2023-06-21 21:30 | 2023-08-16 14:01 | Deborah Bernhard | Santa Monica Fire Department | CUPA
10175559 | 90-1250.01 | Osko's Service Center | 90393148 | Osko's Service Center | 731 Santa Monica Blvd | Santa Monica | 90401 | Renewal Permit | 3 | 10175559-003 | Xerxes | A Stand-alone Tank | 8000 | 1985-06-01 |  |  | 1 |  | Motor Vehicle Fueling |  | Premium Unleaded |  |  | Double Wall | Fiberglass |  | Fiberglass |  | No | No | Yes | No | Double-walled | Pressure | Flexible |  | Flexible |  | None | Fiberglass |  | Fiberglass |  | None | Fiberglass |  | Fiberglass |  | Steel |  | Fiberglass |  | Yes | Yes | Yes | Single-walled | Fiberglass |  | No | No | Yes |  | Osko Karaghossian | Owner | Annually |  | New Plan Submitted | Yes | Dry | Veeder Root | TLS-350 | Veeder Root | 794390-409 | No | [8 empty] | No | No |  | No |  |  | Yes |  | Yes | Dry | Veeder Root | TLS-350 | Veeder Root | 794390-409 | Yes | Yes | No |  |  | Yes | Veeder Root | PLLD |  | Yes | Yes | No |  |  | No |  | No | No | Yes |  | Continuous |  | Veeder Root | TLS 350 | Veeder Root | 794380-208 | Yes | Yes | Yes | Yes | Single-walled |  |  | No | Yes | Yes | Yes | No | No | No | No | No | No | Yes | Yes | [8 empty] | Yes |  | Osko Karaghossian | Owner |  |  | Tank Owner/Operator |  | Osko Karaghossian | Owner | 2023-06-21 21:30 | 2023-08-16 14:01 | Deborah Bernhard | Santa Monica Fire Department | CUPA
10175559 | 90-1250.01 | Osko's Service Center | 90393148 | Osko's Service Center | 731 Santa Monica Blvd | Santa Monica | 90401 | Renewal Permit | 2 | 10175559-002 | Xerxes | A Stand-alone Tank | 8000 | 1985-06-01 |  |  | 1 |  | Motor Vehicle Fueling |  | Regular Unleaded |  |  | Double Wall | Fiberglass |  | Fiberglass |  | No | No | Yes | No | Double-walled | Pressure | Flexible |  | Flexible |  | None | Fiberglass |  | Fiberglass |  | None | Fiberglass |  | Fiberglass |  | Steel |  | Fiberglass |  | Yes | Yes | Yes | Single-walled | Fiberglass |  | No | No | Yes |  | Osko Karaghossian | Owner | Annually |  | New Plan Submitted | Yes | Dry | Veeder Root | TLS-350 | Veeder Root | 794390-409 | No | [8 empty] | No | No |  | No |  |  | Yes |  | Yes | Dry | Veeder Root | TLS-350 | Veeder Root | 794390-409 | Yes | Yes | No |  |  | Yes | Veeder Root | PLLD |  | Yes | Yes | No |  |  | No |  | No | No | Yes |  | Continuous |  | Veeder Root | TLS 350 | Veeder Root | 794380-208 | Yes | Yes | Yes | Yes | Single-walled |  |  | No | Yes | Yes | Yes | No | No | No | No | No | No | Yes | Yes | [8 empty] | Yes |  | Osko Karaghossian | Owner |  |  | Tank Owner/Operator |  | Osko Karaghossian | Owner | 2023-06-21 21:30 | 2023-08-16 14:01 | Deborah Bernhard | Santa Monica Fire Department | CUPA
10175569 |  | ARCO #82970 | 90141697 | Arco #82970 | 332 Pico Blvd | Santa Monica | 90405 | Confirmed/Updated Information | 1 | 10175569-001 | XERXES | A Stand-alone Tank | 10000 | 1994-04-01 |  |  | 1 | 87 MAIN | Motor Vehicle Fueling |  | Regular Unleaded |  |  | Double Wall | Fiberglass |  | Fiberglass |  | No | No | Yes | No | Double-walled | Pressure | Fiberglass |  | Fiberglass |  | Single-walled | Fiberglass |  | Fiberglass |  | None | Fiberglass |  | Fiberglass |  | Steel |  | Fiberglass |  | Yes | Yes | Yes | Single-walled | Fiberglass |  | No | No | Yes |  | Ed Ukani | President | Annually |  | Site Plan Previously Submitted | Yes | Dry | VEEDER ROOT | TLS-350 | VEEDER ROOT | VR 794380-409 | No | [8 empty] | No | No |  | No |  |  | No |  | Yes | Dry | VEEDER ROOT | TLS-350 | VEEDER ROOT | VR 794380 - 208 | Yes | Yes | No |  |  | Yes | VEEDER ROOT | PLLD 8484 |  | Yes | Yes | No |  |  | No |  | No | No | No |  | Continuous |  | VEEDER ROOT | TLS-350 | VEEDER ROOT | VR 794380-208 | Yes | Yes | Yes | No | Single-walled |  |  | No | Yes | Yes | Yes | No | No | No | No | No | No | Yes | Yes | [8 empty] | Yes |  | ED UKANI | PRESIDENT | KAMAL UKANI | MANAGER | Tank Owner/Operator |  | Ed Ukani | President | 2024-01-02 16:14 | 2024-01-22 17:03 | Deborah Bernhard | Santa Monica Fire Department | CUPA
10175569 |  | ARCO #82970 | 90141697 | Arco #82970 | 332 Pico Blvd | Santa Monica | 90405 | Confirmed/Updated Information | 2 | 10175569-002 | XERXES | A Stand-alone Tank | 10000 | 1994-04-01 |  |  | 1 | 87 SLAVE | Motor Vehicle Fueling |  | Regular Unleaded |  |  | Double Wall | Fiberglass |  | Fiberglass |  | No | No | Yes | No | Double-walled | Pressure | Fiberglass |  | Fiberglass |  | Single-walled | Fiberglass |  | Fiberglass |  | None | Fiberglass |  | Fiberglass |  | Steel |  | Fiberglass |  | Yes | Yes | Yes | Single-walled | Fiberglass |  | No | No | Yes |  | Ed Ukani | President | Annually |  | Site Plan Previously Submitted | Yes | Dry | VEEDER ROOT | TLS-350 | VEEDER ROOT | VR 794380 - 409 | No | [8 empty] | No | No |  | No |  |  | No |  | Yes | Dry | VEEDER ROOT | TLS-350 | VEEDER ROOT | VR 794380 - 208 | Yes | Yes | No |  |  | Yes | VEEDER ROOT | PLLD 8484 |  | Yes | Yes | No |  |  | No |  | No | No | No |  | Continuous |  | VEEDER ROOT | TLS-350 | VEEDER ROOT | VR 794380 - 208 | Yes | Yes | Yes | No | Single-walled |  |  | No | Yes | Yes | Yes | No | No | No | No | No | No | Yes | Yes | [8 empty] | Yes |  | ED UKANI | PRESIDENT | KAMAL UKANI | MANAGER | Tank Owner/Operator |  | Ed Ukani | President | 2024-01-02 16:14 | 2024-01-22 17:03 | Deborah Bernhard | Santa Monica Fire Department | CUPA
10175569 |  | ARCO #82970 | 90141697 | Arco #82970 | 332 Pico Blvd | Santa Monica | 90405 | Confirmed/Updated Information | 4 | 10175569-004 | XERXES | A Stand-alone Tank | 10000 | 1994-04-01 |  |  | 1 |  | Motor Vehicle Fueling |  | Premium Unleaded |  |  | Double Wall | Fiberglass |  | Fiberglass |  | No | No | Yes | No | Double-walled | Pressure | Fiberglass |  | Fiberglass |  | Single-walled | Fiberglass |  | Fiberglass |  | None | Fiberglass |  | Fiberglass |  | Steel |  | Fiberglass |  | Yes | Yes | Yes | Single-walled | Fiberglass |  | No | No | Yes |  | Ed Ukani | President | Annually |  | Site Plan Previously Submitted | Yes | Dry | VEEDER ROOT | TLS-350 | VEEDER ROOT | VR 794380 - 409 | No | [8 empty] | No | No |  | No |  |  | No |  | Yes | Dry | VEEDER ROOT | TLS-350 | VEEDER ROOT | VR 794380 - 208 | Yes | Yes | No |  |  | Yes | VEEDER ROOT | PLLD 8484 |  | Yes | Yes | No |  |  | No |  | No | No | No |  | Continuous |  | VEEDER ROOT | TLS-350 | VEEDER ROOT | VR 794380 - 208 | Yes | Yes | Yes | No | Single-walled |  |  | No | Yes | Yes | Yes | No | No | No | No | No | No | Yes | Yes | [8 empty] | Yes |  | ED UKANI | PRESIDENT | KAMAL UKANI | MANAGER | Tank Owner/Operator |  | Ed Ukani | President | 2024-01-02 16:14 | 2024-01-22 17:03 | Deborah Bernhard | Santa Monica Fire Department | CUPA
10175569 |  | ARCO #82970 | 90141697 | Arco #82970 | 332 Pico Blvd | Santa Monica | 90405 | Confirmed/Updated Information | 3 | 10175569-003 | XERXES | A Stand-alone Tank | 10000 | 1994-04-01 |  |  | 1 | 87 SIPHON | Motor Vehicle Fueling |  | Regular Unleaded |  |  | Double Wall | Fiberglass |  | Fiberglass |  | No | No | Yes | No | Double-walled | Pressure | Fiberglass |  | Fiberglass |  | Single-walled | Fiberglass |  | Fiberglass |  | None | Fiberglass |  | Fiberglass |  | Steel |  | Fiberglass |  | Yes | Yes | Yes | Single-walled | Fiberglass |  | No | No | Yes |  | Ed Ukani | President | Annually |  | Site Plan Previously Submitted | Yes | Dry | VEEDER ROOT | TLS-350 | VEEDER ROOT | VR 794380 - 409 | No | [8 empty] | No | No |  | No |  |  | No |  | Yes | Dry | VEEDER ROOT | TLS-350 | VEEDER ROOT | VR 794380 - 208 | Yes | Yes | No |  |  | No | [5 empty] | No |  |  | No |  | No | No | No |  | Continuous |  | VEEDER ROOT | TLS-350 | VEEDER ROOT | VR 794380 - 208 | Yes | Yes | Yes | No | Single-walled |  |  | No | Yes | Yes | Yes | No | No | No | No | No | No | Yes | Yes | [8 empty] | Yes |  | ED UKANI | PRESIDENT | KAMAL UKANI | MANAGER | Tank Owner/Operator |  | Ed Ukani | President | 2024-01-02 16:14 | 2024-01-22 17:03 | Deborah Bernhard | Santa Monica Fire Department | CUPA
10198618 |  | Supercharged Inc | 90167920 | Supercharged Inc | 1348 Pico Blvd | Santa Monica | 90405 | Confirmed/Updated Information | 3-91 | 10198618-003 | JOOR | A Stand-alone Tank | 8000 | 1991-01-01 |  |  | 1 | T3-91 | Motor Vehicle Fueling |  | Premium Unleaded |  |  | Double Wall | Steel |  | Fiberglass |  | No | No | Yes | No | Double-walled | Pressure | Fiberglass |  | Fiberglass |  | Single-walled | Fiberglass |  | Fiberglass |  | Single-walled | Fiberglass |  | Fiberglass |  | Steel |  | Fiberglass |  | Yes | Yes | Yes | Single-walled | Fiberglass |  | No | No | Yes |  | Jacques Massachi | ownwer | Annually |  | Site Plan Previously Submitted | Yes | Dry | Veeder Root | TLS-350 | Veeder Root | 794390-420 | Yes | Veeder Root | meg prob | VEEDER ROOT | 847391-101 |  |  | Other |  | No | No |  | No |  |  | No |  | Yes | Dry | Veeder Root | TLS350 | Veeder Root | 794380-208 | Yes | Yes | No |  |  | Yes | VEEDER ROOT | 848480-001 |  | Yes | Yes | No |  |  | No |  | No | No | Yes |  | Continuous |  | Veeder Root | TLS 350 | Veeder Root | 794380-208 | Yes | Yes | Yes |  | Single-walled |  | Yes | No | Yes | Yes | Yes | Yes | No | No | No | No | No | Yes | Yes | [8 empty] | Yes | FILL SUMP HAS VR 208VENT BOX HAS VR 208 | Jacques Massachi | Owner |  |  | Tank Owner/Operator |  | Jacques Massachi | owner | 2024-02-21 09:05 | 2024-06-11 15:11 | Deborah Bernhard | Santa Monica Fire Department | CUPA
10198618 |  | Supercharged Inc | 90167920 | Supercharged Inc | 1348 Pico Blvd | Santa Monica | 90405 | Confirmed/Updated Information | 1-87 | 10198618-001 | JOOR | A Stand-alone Tank | 12000 | 1994-01-01 |  |  | 1 | T1-87 MASTER | Motor Vehicle Fueling |  | Regular Unleaded |  |  | Double Wall | Steel |  | Fiberglass |  | No | No | Yes | No | Double-walled | Pressure | Fiberglass |  | Fiberglass |  | Single-walled | Fiberglass |  | Fiberglass |  | Single-walled | Fiberglass |  | Fiberglass |  | Steel |  | Fiberglass |  | Yes | Yes | Yes | Single-walled | Fiberglass |  | No | No | Yes |  | Jacques Massachi | ownwer | Annually |  | Site Plan Previously Submitted | Yes | Dry | Veeder Root | TLS-350 | Veeder Root | 794390-420 | Yes | Veeder Root | meg prob | VEEDER ROOT | 847391-101 |  |  | Other |  | No | No |  | No |  |  | No |  | Yes | Dry | Veeder Root | TLS350 | Veeder Root | 794380-208 | Yes | Yes | No |  |  | Yes | VEEDER ROOT | 848480-001 |  | Yes | Yes | No |  |  | No |  | No | No | Yes |  | Continuous |  | Veeder Root | TLS 350 | Veeder Root | 794380-208 | Yes | Yes | Yes |  | Single-walled |  | Yes | No | Yes | Yes | Yes | Yes | No | No | No | No | No | Yes | Yes | [8 empty] | Yes | FILL SUMP HAS VR 208VENT BOX HAS VR 208INSPECT ALL SPILL BUCKET EVERY DAY.PRIMARY FLAPPER DROP TUBESITE HAS OVERFILL ALARM AND BALL FLOAT | Jacques Massachi | Owner |  |  | Tank Owner/Operator |  | Jacques Massachi | owner | 2024-02-21 09:05 | 2024-06-11 15:11 | Deborah Bernhard | Santa Monica Fire Department | CUPA
10198618 |  | Supercharged Inc | 90167920 | Supercharged Inc | 1348 Pico Blvd | Santa Monica | 90405 | Confirmed/Updated Information | 4-DIESEL | 10198618-004 | JOOR | A Stand-alone Tank | 8000 | 1991-03-01 |  |  | 1 | T4-DIESEL | Motor Vehicle Fueling |  | Diesel |  |  | Double Wall | Steel |  | Fiberglass |  | No | No | Yes | No | Double-walled | Pressure | Fiberglass |  | Fiberglass |  | Single-walled | Fiberglass |  | Fiberglass |  | Single-walled | Fiberglass |  | Fiberglass |  | Steel |  | Fiberglass |  | Yes | Yes | Yes | Single-walled | Fiberglass |  | No | No | Yes |  | Jacques Massachi | ownwer | Annually |  | Site Plan Previously Submitted | Yes | Dry | Veeder Root | TLS-350 | Veeder Root | 794390-420 | Yes | Veeder Root | meg prob | VEEDER ROOT | 847391-101 |  |  | Other |  | No | No |  | No |  |  | No |  | Yes | Dry | Veeder Root | TLS350 | Veeder Root | 794380-208 | Yes | Yes | No |  |  | Yes | VEEDER ROOT | 848480-001 |  | Yes | Yes | No |  |  | No |  | No | No | Yes |  | Continuous |  | Veeder Root | TLS 350 | Veeder Root | 794380-208 | Yes | Yes | Yes |  | Single-walled |  | Yes | No | Yes | Yes | Yes | Yes | No | No | No | No | No | Yes | Yes | [8 empty] | Yes | FILL SUMP HAS VR 208VENT BOX HAS VR 208 | Jacques Massachi | Owner |  |  | Tank Owner/Operator |  | Jacques Massachi | owner | 2024-02-21 09:05 | 2024-06-11 15:11 | Deborah Bernhard | Santa Monica Fire Department | CUPA
10198618 |  | Supercharged Inc | 90167920 | Supercharged Inc | 1348 Pico Blvd | Santa Monica | 90405 | Confirmed/Updated Information | 2-87 | 10198618-002 | JOOR | A Stand-alone Tank | 8000 | 1991-01-01 |  |  | 1 | T2-87 AUX | Motor Vehicle Fueling |  | Regular Unleaded |  |  | Double Wall | Steel |  | Fiberglass |  | No | No | Yes | No | Double-walled | Pressure | Fiberglass |  | Fiberglass |  | Single-walled | Fiberglass |  | Fiberglass |  | Single-walled | Fiberglass |  | Fiberglass |  | Steel |  | Fiberglass |  | Yes | Yes | Yes | Single-walled | Fiberglass |  | No | No | Yes |  | Jacques Massachi | ownwer | Annually |  | Site Plan Previously Submitted | Yes | Dry | Veeder Root | TLS-350 | Veeder Root | 794390-420 | Yes | Veeder Root | meg prob | VEEDER ROOT | 847391-101 |  |  | Other |  | No | No |  | No |  |  | No |  | Yes | Dry | Veeder Root | TLS350 | Veeder Root | 794380-208 | Yes | Yes | No |  |  | Yes | VEEDER ROOT | 848480-001 |  | Yes | Yes | No |  |  | No |  | No | No | Yes |  | Continuous |  | Veeder Root | TLS 350 | Veeder Root | 794380-208 | Yes | Yes | Yes |  | Single-walled |  | Yes | No | Yes | Yes | Yes | Yes | No | No | No | No | No | Yes | Yes | [8 empty] | Yes | FILL SUMP HAS VR 208VENT BOX HAS VR 208 | Jacques Massachi | Owner |  |  | Tank Owner/Operator |  | Jacques Massachi | owner | 2024-02-21 09:05 | 2024-06-11 15:11 | Deborah Bernhard | Santa Monica Fire Department | CUPA
10207993 |  | The Fairmont Miramar Hotel & Bungalows | 90175909 | The Fairmont Miramar Hotel & Bungalows | 101 Wilshire Blvd | Santa Monica | 90401 | Renewal Permit | 1 | 10207993-001 | Xerxes | A Stand-alone Tank | 1000 | 1990-01-15 |  |  | 1 | None | Other |  | Diesel |  |  | Double Wall | Fiberglass |  | Fiberglass |  | Yes | No | Yes | No | Double-walled | Pressure | Flexible |  | Flexible |  | Single-walled | Fiberglass |  | Fiberglass |  | Single-walled | None |  | None |  | Steel |  | Fiberglass |  | Fill Components Installed 451-a: Yes; Fill Components Installed 451-b: Yes; Fill Components Installed 451-c: Yes; Under Dispenser Containment (UDC) 469a: No Dispensers; Under Dispenser Containment (UDC) 469b: None; Corrosion Prevention 448a: No; Corrosion Prevention 448b: No; Corrosion Prevention 448c: Yes; UST Tank Certification / Applicant Information 471: Jeremy Vaux; UST Tank Certification / Applicant Information 472: Director of Security; Equipment Testing and Preventive Maintenance 490-3a: Annually; Site Plot Plan Submitted 490-4: Site Plan Previously Submitted; Continuous Electronic Tank Monitoring 490-5: Yes; Continuous Electronic Tank Monitoring 490-6: Dry; Continuous Electronic Tank Monitoring 490-7: Veeder-Root; Continuous Electronic Tank Monitoring 490-8: TLS 300C; Continuous Electronic Tank Monitoring 490-9: Veeder-Root; Continuous Electronic Tank Monitoring 490-10: 794390-407; Automatic Tank Gauging 490-11: No; Monthly Statistical Inventory Reconciliation 490-20: No; Weekly Manual Tank Gauge 490-21: No; Tank Integrity Testing 490-23: No; Other Tank Monitoring 490-26: No; Continuous Monitoring of Piping Secondary Containment 490-28: Yes; Continuous Monitoring of Piping Secondary Containment 490-29: Dry; Continuous Monitoring of Piping Secondary Containment 490-30: Veeter-Root; Continuous Monitoring of Piping Secondary Containment 490-31: TLS 300C; Continuous Monitoring of Piping Secondary Containment 490-32: Veeder-Root; Continuous Monitoring of Piping Secondary Containment 490-33: 794380-208; Continuous Monitoring of Piping Secondary Containment 490-34: No; Continuous Monitoring of Piping Secondary Containment 490-35: No; Mechanical Line Leak Detector Performs 3 GPH Leak Test 490-36: No; Electronic Line Leak Detector Performs 3 GPH Leak Test 490-39: No; Pipeline Integrity Testing 490-45: Yes; Pipeline Integrity Testing 490-46: Annually; Visual Pipeline Monitoring 490-48: No; Suction Piping Meets Exemption Criteria 490-50: No; No Regulated Piping Per Health and Safety Code, Division 20, Chapter 6.7 Is Connected To The Tank System 490-51: No; Other Pipeline Monitoring 490-52: No; Under Dispenser Containment (UDC) Monitoring 490-54a: No Dispensers; Periodic System Testing 490-65: No; Periodic System Testing 490-66: Yes; Periodic System Testing 490-67: Yes; Recordkeeping 490-68a: Yes; Recordkeeping 490-68b: No; Recordkeeping 490-68c: No; Recordkeeping 490-68d: No; Recordkeeping 490-68e: No; Recordkeeping 490-68f: No; Recordkeeping 490-68g: No; Recordkeeping 490-68h: Yes; Training 490-69a: Yes; Training 490-70: Yes; Comments and Additional Information 490-71: Vent Containment Sump monitored By Veeder Root 794380-208; Personnel Responsibilities 490-72: Jeremy Vaux; Personnel Responsibilities 490-73: Director of Security; Personnel Responsibilities 490-74: Matthew Lehman; Personnel Responsibilities 490-75: General Manager; UST Monitoring Plan Certification / Applicant Information 490-76: Authorized Representative of Owner; UST Monitoring Plan Certification / Applicant Information 490-78: Jeremy Vaux; UST Monitoring Plan Certification / Applicant Information 490-79: Director of Security | 2022-07-29 15:26 | 2022-08-02 10:15 | Monica Hanley | Santa Monica Fire Department | CUPA
10400980 |  | Atlantic Aviation FBO Inc. | 90129082 | Aviation Contract Services, INC DBA-Atlantic Aviation | 2828 Donald Douglas Loop N | Santa Monica | 90405 | Confirmed/Updated Information | 2 | 10400980-002 | Brown of Minneapolis | A Stand-alone Tank | 12000 | 1986-01-01 |  |  | 1 | Product piping is above ground and a combination of suction and pressure subject to visual inspection and Triannual testing of suction system. | Aviation Fueling |  | Jet Fuel |  |  | Double Wall | Steel |  | Other |  | Yes | No | Yes | No | Single-walled | Pressure | Steel |  | None |  | None | Steel |  | None |  | None | None |  | None |  | Steel |  | None |  | Fill Components Installed 451-a: Yes; Fill Components Installed 451-b: Yes; Fill Components Installed 451-c: No; Under Dispenser Containment (UDC) 469a: No Dispensers; Under Dispenser Containment (UDC) 469b: None; Corrosion Prevention 448a: Yes; Corrosion Prevention 448b: No; Corrosion Prevention 448c: No; UST Tank Certification / Applicant Information 471: Gregory Wain; UST Tank Certification / Applicant Information 472: General Manager; Equipment Testing and Preventive Maintenance 490-3a: Annually; Site Plot Plan Submitted 490-4: Site Plan Previously Submitted; Continuous Electronic Tank Monitoring 490-5: Yes; Continuous Electronic Tank Monitoring 490-6: Dry; Continuous Electronic Tank Monitoring 490-7: Veeder-Root; Continuous Electronic Tank Monitoring 490-8: TLS-350; Continuous Electronic Tank Monitoring 490-9: Veeder-Root; Continuous Electronic Tank Monitoring 490-10: 794390-420; Automatic Tank Gauging 490-11: Yes; Automatic Tank Gauging 490-12: Veeder - Root; Automatic Tank Gauging 490-13: TLS-350; Automatic Tank Gauging 490-14: Veeder-Root; Automatic Tank Gauging 490-15: 847390-107; Monthly Statistical Inventory Reconciliation 490-20: No; Weekly Manual Tank Gauge 490-21: No; Tank Integrity Testing 490-23: No; Other Tank Monitoring 490-26: No; Continuous Monitoring of Piping Secondary Containment 490-28: No; Mechanical Line Leak Detector Performs 3 GPH Leak Test 490-36: No; Electronic Line Leak Detector Performs 3 GPH Leak Test 490-39: No; Pipeline Integrity Testing 490-45: Yes; Pipeline Integrity Testing 490-46: Every 3 Years; Visual Pipeline Monitoring 490-48: Yes; Suction Piping Meets Exemption Criteria 490-50: No; No Regulated Piping Per Health and Safety Code, Division 20, Chapter 6.7 Is Connected To The Tank System 490-51: No; Other Pipeline Monitoring 490-52: No; Under Dispenser Containment (UDC) Monitoring 490-54a: No Dispensers; Periodic System Testing 490-65: No; Periodic System Testing 490-66: Yes; Periodic System Testing 490-67: Yes; Recordkeeping 490-68a: Yes; Recordkeeping 490-68b: Yes; Recordkeeping 490-68c: No; Recordkeeping 490-68d: No; Recordkeeping 490-68e: No; Recordkeeping 490-68f: Yes; Recordkeeping 490-68g: No; Recordkeeping 490-68h: Yes; Training 490-69a: Yes; Training 490-70: Yes; Comments and Additional Information 490-71: (1)- Installed Fill Tube Shut Off Valve (2)-Tank#2 Overfill Limit shall be set to 85% Capacity and High Product Alarm shall be set to 88% Capacity. (3)- Tri-Annual Testing of Suction System Required (Ullage).; Personnel Responsibilities 490-72: Gregory Wain; Personnel Responsibilities 490-73: General Manager; Personnel Responsibilities 490-74: Albert Diaz; Personnel Responsibilities 490-75: Quality Control Supervisor; UST Monitoring Plan Certification / Applicant Information 490-76: Facility Owner/Operator; UST Monitoring Plan Certification / Applicant Information 490-78: Gregory Wain; UST Monitoring Plan Certification / Applicant Information 490-79: General Manager | 2024-02-02 16:07 | 2024-06-11 08:39 | Deborah Bernhard | Santa Monica Fire Department | CUPA
10400980 |  | Atlantic Aviation FBO Inc. | 90129082 | Aviation Contract Services, INC DBA-Atlantic Aviation | 2828 Donald Douglas Loop N | Santa Monica | 90405 | Confirmed/Updated Information | 5 | 10400980-005 | Modern Welding | A Stand-alone Tank | 12000 | 1986-01-01 |  |  | 1 | Emergency Tank -Maintained in a dry condition | Other |  | Other Non-petroleum |  | Emergency Tank- Normaly Dry | Double Wall | Steel |  | Fiberglass |  | Yes | No | No | No | Single-walled | Gravity | Fiberglass |  | None |  | Single-walled | Fiberglass |  | None |  | None | None |  | None |  | None |  | None |  | Fill Components Installed 451-a: No; Fill Components Installed 451-b: Yes; Fill Components Installed 451-c: Yes; Under Dispenser Containment (UDC) 469a: No Dispensers; Under Dispenser Containment (UDC) 469b: None; Corrosion Prevention 448a: No; Corrosion Prevention 448b: No; Corrosion Prevention 448c: Yes; UST Tank Certification / Applicant Information 471: Gregory Wain; UST Tank Certification / Applicant Information 472: General manager; Equipment Testing and Preventive Maintenance 490-3a: Annually; Site Plot Plan Submitted 490-4: New Plan Submitted; Continuous Electronic Tank Monitoring 490-5: Yes; Continuous Electronic Tank Monitoring 490-6: Dry; Continuous Electronic Tank Monitoring 490-7: Veeder-Root; Continuous Electronic Tank Monitoring 490-8: TLS350; Continuous Electronic Tank Monitoring 490-9: Veeder-Root; Continuous Electronic Tank Monitoring 490-10: 794390-420; Automatic Tank Gauging 490-11: Yes; Automatic Tank Gauging 490-12: Veeder-Root; Automatic Tank Gauging 490-13: TLS-350; Automatic Tank Gauging 490-14: Veeder-Root; Automatic Tank Gauging 490-15: 847390-107; Automatic Tank Gauging 490-16: Other; Automatic Tank Gauging 490-18: Other; Automatic Tank Gauging 490-19: Not programmed; Monthly Statistical Inventory Reconciliation 490-20: No; Weekly Manual Tank Gauge 490-21: No; Tank Integrity Testing 490-23: No; Other Tank Monitoring 490-26: No; Continuous Monitoring of Piping Secondary Containment 490-28: No; Mechanical Line Leak Detector Performs 3 GPH Leak Test 490-36: No; Electronic Line Leak Detector Performs 3 GPH Leak Test 490-39: No; Pipeline Integrity Testing 490-45: No; Visual Pipeline Monitoring 490-48: No; Suction Piping Meets Exemption Criteria 490-50: No; No Regulated Piping Per Health and Safety Code, Division 20, Chapter 6.7 Is Connected To The Tank System 490-51: Yes; Other Pipeline Monitoring 490-52: No; Under Dispenser Containment (UDC) Monitoring 490-54a: No Dispensers; Periodic System Testing 490-65: No; Periodic System Testing 490-66: Yes; Periodic System Testing 490-67: No; Recordkeeping 490-68a: Yes; Recordkeeping 490-68b: Yes; Recordkeeping 490-68c: No; Recordkeeping 490-68d: No; Recordkeeping 490-68e: No; Recordkeeping 490-68f: No; Recordkeeping 490-68g: No; Recordkeeping 490-68h: No; Training 490-69a: Yes; Training 490-70: Yes; Comments and Additional Information 490-71: Emergency containment tank maintained in a dry condition; Personnel Responsibilities 490-72: Gregory Wain; Personnel Responsibilities 490-73: General Manager; Personnel Responsibilities 490-74: Albert Diaz; Personnel Responsibilities 490-75: Quality Control Supervisor; UST Monitoring Plan Certification / Applicant Information 490-76: Facility Owner/Operator; UST Monitoring Plan Certification / Applicant Information 490-78: Gregory Wain; UST Monitoring Plan Certification / Applicant Information 490-79: General Manager | 2024-02-02 16:07 | 2024-06-11 08:39 | Deborah Bernhard | Santa Monica Fire Department | CUPA
10400980 |  | Atlantic Aviation FBO Inc. | 90129082 | Aviation Contract Services, INC DBA-Atlantic Aviation | 2828 Donald Douglas Loop N | Santa Monica | 90405 | Confirmed/Updated Information | 1 | 10400980-001 | Brown of Minneapolis | A Stand-alone Tank | 12000 | 1986-01-01 |  |  | 1 | Product piping is above ground and a combination of suction and pressure subject to visual inspection and Triannual testing of suction system. | Aviation Fueling |  | Jet Fuel |  |  | Double Wall | Steel |  | Other |  | Yes | No | Yes | No | Single-walled | Pressure | Steel |  | None |  | None | Steel |  | None |  | None | None |  | None |  | Steel |  | None |  | Fill Components Installed 451-a: Yes; Fill Components Installed 451-b: Yes; Fill Components Installed 451-c: No; Under Dispenser Containment (UDC) 469a: No Dispensers; Under Dispenser Containment (UDC) 469b: None; Corrosion Prevention 448a: Yes; Corrosion Prevention 448b: No; Corrosion Prevention 448c: No; UST Tank Certification / Applicant Information 471: Gregory Wain; UST Tank Certification / Applicant Information 472: General Manager; Equipment Testing and Preventive Maintenance 490-3a: Annually; Site Plot Plan Submitted 490-4: Site Plan Previously Submitted; Continuous Electronic Tank Monitoring 490-5: Yes; Continuous Electronic Tank Monitoring 490-6: Dry; Continuous Electronic Tank Monitoring 490-7: Veeder-Root; Continuous Electronic Tank Monitoring 490-8: TLS-350; Continuous Electronic Tank Monitoring 490-9: Veeder-Root; Continuous Electronic Tank Monitoring 490-10: 794390-420; Automatic Tank Gauging 490-11: Yes; Automatic Tank Gauging 490-12: Veeder-Root; Automatic Tank Gauging 490-13: TLS-350; Automatic Tank Gauging 490-14: Veeder-Root; Automatic Tank Gauging 490-15: 847390-107; Monthly Statistical Inventory Reconciliation 490-20: No; Weekly Manual Tank Gauge 490-21: No; Tank Integrity Testing 490-23: No; Other Tank Monitoring 490-26: No; Continuous Monitoring of Piping Secondary Containment 490-28: No; Mechanical Line Leak Detector Performs 3 GPH Leak Test 490-36: No; Electronic Line Leak Detector Performs 3 GPH Leak Test 490-39: No; Pipeline Integrity Testing 490-45: Yes; Pipeline Integrity Testing 490-46: Every 3 Years; Visual Pipeline Monitoring 490-48: Yes; Suction Piping Meets Exemption Criteria 490-50: No; No Regulated Piping Per Health and Safety Code, Division 20, Chapter 6.7 Is Connected To The Tank System 490-51: No; Other Pipeline Monitoring 490-52: No; Under Dispenser Containment (UDC) Monitoring 490-54a: No Dispensers; Periodic System Testing 490-65: No; Periodic System Testing 490-66: Yes; Periodic System Testing 490-67: Yes; Recordkeeping 490-68a: Yes; Recordkeeping 490-68b: Yes; Recordkeeping 490-68c: No; Recordkeeping 490-68d: No; Recordkeeping 490-68e: No; Recordkeeping 490-68f: Yes; Recordkeeping 490-68g: No; Recordkeeping 490-68h: Yes; Training 490-69a: Yes; Training 490-70: Yes; Comments and Additional Information 490-71: (1)- Installed Fill Tube Shut Off Valve (2)-Tank#1 Overfill Limit shall be set to 85% Capacity and High Product Alarm shall be set to 88% Capacity. (3)- Tri-Annual Testing of Suction System Required (Ullage).; Personnel Responsibilities 490-72: Gregory Wain; Personnel Responsibilities 490-73: General Manager; Personnel Responsibilities 490-74: Albert Diaz; Personnel Responsibilities 490-75: Quality Control Supervisor; UST Monitoring Plan Certification / Applicant Information 490-76: Facility Owner/Operator; UST Monitoring Plan Certification / Applicant Information 490-78: Gregory Wain; UST Monitoring Plan Certification / Applicant Information 490-79: General Manager | 2024-02-02 16:07 | 2024-06-11 08:39 | Deborah Bernhard | Santa Monica Fire Department | CUPA
10400980 |  | Atlantic Aviation FBO Inc. | 90129082 | Aviation Contract Services, INC DBA-Atlantic Aviation | 2828 Donald Douglas Loop N | Santa Monica | 90405 | Confirmed/Updated Information | 3 | 10400980-003 | Brown of Minneapolis | A Stand-alone Tank | 12000 | 1986-01-01 |  |  | 1 | Product piping is above ground and a combination of suction and pressure subject to visual inspection and Triannual testing of suction system. | Aviation Fueling |  | Aviation Gas |  |  | Double Wall | Steel |  | Other |  | Yes | No | Yes | No | Single-walled | Pressure | Steel |  | None |  | None | Steel |  | None |  | None | None |  | None |  | Steel |  | None |  | Fill Components Installed 451-a: Yes; Fill Components Installed 451-b: Yes; Fill Components Installed 451-c: No; Under Dispenser Containment (UDC) 469a: No Dispensers; Under Dispenser Containment (UDC) 469b: None; Corrosion Prevention 448a: Yes; Corrosion Prevention 448b: No; Corrosion Prevention 448c: No; UST Tank Certification / Applicant Information 471: Gregory Wain; UST Tank Certification / Applicant Information 472: General Manager; Equipment Testing and Preventive Maintenance 490-3a: Annually; Site Plot Plan Submitted 490-4: Site Plan Previously Submitted; Continuous Electronic Tank Monitoring 490-5: Yes; Continuous Electronic Tank Monitoring 490-6: Dry; Continuous Electronic Tank Monitoring 490-7: Veeder-Root; Continuous Electronic Tank Monitoring 490-8: TLS-350; Continuous Electronic Tank Monitoring 490-9: Veeder-Root; Continuous Electronic Tank Monitoring 490-10: 794390-420; Automatic Tank Gauging 490-11: Yes; Automatic Tank Gauging 490-12: Veeder - Root; Automatic Tank Gauging 490-13: TLS-350; Automatic Tank Gauging 490-14: Veeder-Root; Automatic Tank Gauging 490-15: 847390-107; Monthly Statistical Inventory Reconciliation 490-20: No; Weekly Manual Tank Gauge 490-21: No; Tank Integrity Testing 490-23: No; Other Tank Monitoring 490-26: No; Continuous Monitoring of Piping Secondary Containment 490-28: No; Mechanical Line Leak Detector Performs 3 GPH Leak Test 490-36: No; Electronic Line Leak Detector Performs 3 GPH Leak Test 490-39: No; Pipeline Integrity Testing 490-45: Yes; Pipeline Integrity Testing 490-46: Every 3 Years; Visual Pipeline Monitoring 490-48: Yes; Suction Piping Meets Exemption Criteria 490-50: No; No Regulated Piping Per Health and Safety Code, Division 20, Chapter 6.7 Is Connected To The Tank System 490-51: No; Other Pipeline Monitoring 490-52: No; Under Dispenser Containment (UDC) Monitoring 490-54a: No Dispensers; Periodic System Testing 490-65: No; Periodic System Testing 490-66: Yes; Periodic System Testing 490-67: Yes; Recordkeeping 490-68a: Yes; Recordkeeping 490-68b: Yes; Recordkeeping 490-68c: No; Recordkeeping 490-68d: No; Recordkeeping 490-68e: No; Recordkeeping 490-68f: Yes; Recordkeeping 490-68g: No; Recordkeeping 490-68h: Yes; Training 490-69a: Yes; Training 490-70: Yes; Comments and Additional Information 490-71: (1)- Installed Fill Tube Shut Off Valve (2)-Tank#3 Overfill Limit shall be set to 85% Capacity and High Product Alarm shall be set to 88% Capacity. (3)- Tri-Annual Testing of Suction System Required (Ullage).; Personnel Responsibilities 490-72: Gregory Wain; Personnel Responsibilities 490-73: General Manager; Personnel Responsibilities 490-74: Albert Diaz; Personnel Responsibilities 490-75: Quality Control Supervisor; UST Monitoring Plan Certification / Applicant Information 490-76: Facility Owner/Operator; UST Monitoring Plan Certification / Applicant Information 490-78: Gregory Wain; UST Monitoring Plan Certification / Applicant Information 490-79: General Manager | 2024-02-02 16:07 | 2024-06-11 08:39 | Deborah Bernhard | Santa Monica Fire Department | CUPA
10400980 |  | Atlantic Aviation FBO Inc. | 90129082 | Aviation Contract Services, INC DBA-Atlantic Aviation | 2828 Donald Douglas Loop N | Santa Monica | 90405 | Confirmed/Updated Information | 4 | 10400980-004 | Joor | A Stand-alone Tank | 500 | 1986-01-01 |  |  | 1 |  | Motor Vehicle Fueling |  | Regular Unleaded |  |  | Double Wall | Steel |  | Other |  | Yes | No | No | No | Double-walled | Conventional Suction | Fiberglass |  | Fiberglass |  | Single-walled | Fiberglass |  | Fiberglass |  | None | Fiberglass |  | Fiberglass |  | Steel |  | Fiberglass |  | Yes | Yes | Yes | Single-walled | Fiberglass |  | No | No | Yes |  | Gregory Wain | General Manager | Annually |  | New Plan Submitted | Yes | Dry | Veeder-Root | TLS350 | Veeder-Root | 794380-420 | Yes | Veeder-Root | TLS-350 | Veeder-Root | 847390-101 | Continuous |  | Other |  | No | No |  | No |  |  | No |  | Yes | Dry | Veeder- Root | TLS350 | Veeder -Root | 794380-208 | Yes | Yes | No |  |  | No | [5 empty] | No |  |  | No |  | No | No | No |  | Electronic Stand-alone |  | Veeder-Root | TLS-350 | Veeder-Root | 794380-208 | Yes | Yes | Yes | Yes | Single-walled |  |  | No | Yes | Yes | Yes | Yes | No | No | No | Yes | No | Yes | Yes | [8 empty] | Yes |  | Gregory Wain | General manager | Albert Diaz | Quality Control Supervisor | Facility Owner/Operator |  | Gregory Wain | General Manager | 2024-02-02 16:07 | 2024-06-11 08:39 | Deborah Bernhard | Santa Monica Fire Department | CUPA
10435456 |  | Jin's Santa Monica Shell | 90382609 | Jin's Santa Monica Shell | 1866 Lincoln Blvd | Santa Monica | 90404 | Confirmed/Updated Information | 2 | 10435456-002 | XERXES | A Stand-alone Tank | 12000 | 2004-03-24 |  |  | 1 |  | Motor Vehicle Fueling |  | Premium Unleaded |  |  | Double Wall | Fiberglass |  | Fiberglass |  | No | No | Yes | No | Double-walled | Pressure | Fiberglass |  | Fiberglass |  | Single-walled | Fiberglass |  | Fiberglass |  | Single-walled | Fiberglass |  | Fiberglass |  | Steel |  | Fiberglass |  | Yes | Yes | Yes | Single-walled | Fiberglass |  | No | No | Yes |  | KIMBERLY LARSON | DESIGNATED OPERATOR | Annually |  | New Plan Submitted | Yes | Liquid-Filled | VEEDER ROOT | TLS 350 | VEEDER ROOT | 303 | No | [8 empty] | No | No |  | No |  |  | No |  | Yes | Dry | VEEDER ROOT | TLS 350 | VEEDER ROOT | 208 | Yes | Yes | No |  |  | Yes | VEEDER ROOT | PLLD |  | Yes | Yes | No |  |  | No |  | No | No | No |  | Continuous |  | VEEDER ROOT | TLS 350 | VEEDER ROOT | 208 | Yes | Yes | Yes | No | Single-walled |  |  | No | Yes | Yes | Yes | No | No | No | No | No | No | Yes | Yes | [8 empty] | Yes | Additional Information section to your monitoring plan to read "No liquid monitoring fluid shall be added to secondary containment as a preventative measure or in response to alarm conditions without SMFD approval." | KWAK, KEN | OWNER | WILLY ZUNIGA | GENERAL MANAGER | Authorized Representative of Owner |  | KIMBERLY LARSON | DESIGNATED OPERATOR | 2024-02-28 17:52 | 2024-06-12 12:35 | Deborah Bernhard | Santa Monica Fire Department | CUPA
10435456 |  | Jin's Santa Monica Shell | 90382609 | Jin's Santa Monica Shell | 1866 Lincoln Blvd | Santa Monica | 90404 | Confirmed/Updated Information | 1 | 10435456-001 | XERXES | A Stand-alone Tank | 20000 | 2004-03-24 |  |  | 1 |  | Motor Vehicle Fueling |  | Regular Unleaded |  |  | Double Wall | Fiberglass |  | Fiberglass |  | No | No | Yes | No | Double-walled | Pressure | Fiberglass |  | Fiberglass |  | Single-walled | Fiberglass |  | Fiberglass |  | Single-walled | Fiberglass |  | Fiberglass |  | Steel |  | Fiberglass |  | Yes | Yes | Yes | Single-walled | Fiberglass |  | No | No | Yes |  | KIMBERLY LARSON | DESIGNATED OPERATOR | Annually |  | New Plan Submitted | Yes | Liquid-Filled | VEEDER ROOT | TLS 350 | VEEDER ROOT | 303 | No | [8 empty] | No | No |  | No |  |  | No |  | Yes | Dry | VEEDER ROOT | TLS 350 | VEEDER ROOT | 208 | Yes | Yes | No |  |  | Yes | VEEDER ROOT | PLLD |  | Yes | Yes | No |  |  | No |  | No | No | No |  | Continuous |  | VEEDER ROOT | TLS 350 | VEEDER ROOT | 208 | Yes | Yes | Yes | No | Single-walled |  |  | No | Yes | Yes | Yes | No | No | No | No | No | No | Yes | Yes | [8 empty] | Yes | Additional Information section to your monitoring plan to read "No liquid monitoring fluid shall be added to secondary containment as a preventative measure or in response to alarm conditions without SMFD approval." | KWAK, KEN | OWNER | WILLY ZUNIGA | GENERAL MANAGER | Authorized Representative of Owner |  | KIMBERLY LARSON | DESIGNATED OPERATOR | 2024-02-28 17:52 | 2024-06-12 12:35 | Deborah Bernhard | Santa Monica Fire Department | CUPA
10442221 |  | Kelly Shell | 90387979 | Kelly Shell | 1802 Cloverfield Blvd | Santa Monica | 90404 | Confirmed/Updated Information | 87 | 10442221-001 | XERXES | A Stand-alone Tank | 20000 | 2005-03-08 |  |  | 1 |  | Motor Vehicle Fueling |  | Regular Unleaded |  |  | Double Wall | Fiberglass |  | Fiberglass |  | Yes | No | Yes | No | Double-walled | Pressure | Fiberglass |  | Fiberglass |  | Double-walled | Fiberglass |  | Fiberglass |  | Double-walled | Fiberglass |  | Fiberglass |  | Steel |  | Fiberglass |  | Yes | Yes | Yes | Double-walled | Fiberglass |  | No | No | Yes |  | KHALIL KHOURY | OWNER | Annually |  | New Plan Submitted | Yes | Liquid-Filled | VEEDER-ROOT | TLS-350 | VEEDER-ROOT | 303 | No | [8 empty] | No | No |  | No |  |  | No |  | Yes | Under Vacuum | VEEDER-ROOT | TLS-350 | VEEDER-ROOT | 857280-100 | Yes | Yes | No |  |  | Yes | VEEDER-ROOT | PLLD |  | Yes | Yes | No |  |  | No |  | No | No | Yes |  | Continuous |  | VEEDER-ROOT | TLS-350 | VEEDER-ROOT | 208/304 | Yes | Yes | Yes | No | Double-walled | Liquid | Yes | No | No | Yes | Yes | Yes | No | No | No | No | No | Yes | Yes | [8 empty] | Yes | 304 SENSOR IS BEING USED FOR MONITORING THE INTERSTITIAL SPACE FOR DOUBLE WALL SUMPS AND UDC'S***Note***No liquid shall be added to UDCs Containment Sumps and Annual Space as a preventative measure to any alarm condition or maintenance without a permit.No Ball Floats Installed | KHALIL KHOURY | OWNER | SAM KHOURY | MANAGER | Tank Owner/Operator |  | KHALIL KHOURY | OWNER | 2024-02-19 16:36 | 2024-06-11 13:45 | Deborah Bernhard | Santa Monica Fire Department | CUPA
10442221 |  | Kelly Shell | 90387979 | Kelly Shell | 1802 Cloverfield Blvd | Santa Monica | 90404 | Confirmed/Updated Information | DIESEL | 10442221-003 | XERXES | One in a Compartmented Unit | 8000 | 2005-03-08 |  |  | 2 |  | Motor Vehicle Fueling |  | Diesel |  |  | Double Wall | Fiberglass |  | Fiberglass |  | Yes | No | Yes | No | Double-walled | Pressure | Fiberglass |  | Fiberglass |  | Double-walled | Fiberglass |  | Fiberglass |  | Double-walled | None |  | None |  | Steel |  | Fiberglass |  | Yes | Yes | Yes | Double-walled | Fiberglass |  | No | No | Yes |  | KHALIL KHOURY | OWNER | Annually |  | New Plan Submitted | Yes | Liquid-Filled | VEEDER-ROOT | TLS-350 | VEEDER-ROOT | 303 | No | [8 empty] | No | No |  | No |  |  | No |  | Yes | Under Vacuum | VEEDER-ROOT | TLS-350 | VEEDER-ROOT | 857280-100 | Yes | Yes | No |  |  | Yes | VEEDER-ROOT | PLLD |  | Yes | Yes | No |  |  | No |  | No | No | Yes |  | Continuous |  | VEEDER-ROOT | TLS-350 | VEEDER-ROOT | 208/304 | Yes | Yes | Yes | No | Double-walled | Liquid | Yes | No | No | Yes | Yes | Yes | No | No | No | No | No | Yes | Yes | [8 empty] | Yes | 304 SENSOR IS BEING USED FOR MONITORING THE INTERSTITIAL SPACE FOR DOUBLE WALL SUMPS AND UDC'SNo liquid shall be added to UDCs Containment Sumps and Annual Space as a preventative measure to any alarm condition or maintenance without a permit.No Ball Floats Installed | KHALIL KHOURY | OWNER | SAM KHOURY | MANAGER | Tank Owner/Operator |  | KHALIL KHOURY | OWNER | 2024-02-19 16:36 | 2024-06-11 13:45 | Deborah Bernhard | Santa Monica Fire Department | CUPA
10442221 |  | Kelly Shell | 90387979 | Kelly Shell | 1802 Cloverfield Blvd | Santa Monica | 90404 | Confirmed/Updated Information | 91 | 10442221-002 | XERXES | One in a Compartmented Unit | 12000 | 2005-03-08 |  |  | 2 |  | Motor Vehicle Fueling |  | Premium Unleaded |  |  | Double Wall | Fiberglass |  | Fiberglass |  | Yes | No | Yes | No | Double-walled | Pressure | Fiberglass |  | Fiberglass |  | Double-walled | Fiberglass |  | Fiberglass |  | Double-walled | Fiberglass |  | Fiberglass |  | Steel |  | Fiberglass |  | Yes | Yes | Yes | Double-walled | Fiberglass |  | No | No | Yes |  | KHALIL KHOURY | OWNER | Annually |  | New Plan Submitted | Yes | Liquid-Filled | VEEDER-ROOT | TLS-350 | VEEDER-ROOT | 303 | No | [8 empty] | No | No |  | No |  |  | No |  | Yes | Under Vacuum | VEEDER-ROOT | TLS-350 | VEEDER-ROOT | 857280-100 | Yes | Yes | No |  |  | Yes | VEEDER-ROOT | PLLD |  | Yes | Yes | No |  |  | No |  | No | No | Yes |  | Continuous |  | VEEDER-ROOT | TLS-350 | VEEDER-ROOT | 208/304 | Yes | Yes | Yes | No | Double-walled | Liquid | Yes | No | No | Yes | Yes | Yes | No | No | No | No | No | Yes | Yes | [8 empty] | Yes | 304 SENSOR IS BEING USED FOR MONITORING THE INTERSTITIAL SPACE FOR DOUBLE WALL SUMPS AND UDC'SNo liquid shall be added to UDCs Containment Sumps and Annual Space as a preventative measure to any alarm condition or maintenance without a permit.No Ball Floats Installed | KHALIL KHOURY | OWNER | SAM KHOURY | MANAGER | Tank Owner/Operator |  | KHALIL KHOURY | OWNER | 2024-02-19 16:36 | 2024-06-11 13:45 | Deborah Bernhard | Santa Monica Fire Department | CUPA
10477780 |  | Public Landscape | 90557383 | Santa Monica Fire Station # 1 | 1444 7th St | Santa Monica | 90401 | UST Removal | 2 | 10477780-002 | Owens Corning | One in a Compartmented Unit | 2000 | 1993-04-01 | 2020-10-22 |  | 2 | UST serves both MVF dispensing and Emergency Generator. | Motor Vehicle Fueling |  | Diesel |  |  | Double Wall | Fiberglass |  | Fiberglass |  | Yes | No | Yes | No | Double-walled | Conventional Suction | Fiberglass |  | Fiberglass |  | Single-walled | Fiberglass |  | Fiberglass |  | Single-walled | None |  | None |  | Steel |  | Fiberglass |  | Fill Components Installed 451-a: Yes; Fill Components Installed 451-b: Yes; Fill Components Installed 451-c: Yes; Under Dispenser Containment (UDC) 469a: Single-walled; Under Dispenser Containment (UDC) 469b: Fiberglass; Corrosion Prevention 448a: No; Corrosion Prevention 448b: No; Corrosion Prevention 448c: Yes; Equipment Testing and Preventive Maintenance 490-3a: Annually; Site Plot Plan Submitted 490-4: New Plan Submitted; Continuous Electronic Tank Monitoring 490-5: Yes; Continuous Electronic Tank Monitoring 490-6: Dry; Continuous Electronic Tank Monitoring 490-7: Veeder-Root; Continuous Electronic Tank Monitoring 490-8: TLS-350; Continuous Electronic Tank Monitoring 490-9: Veeder-Root; Continuous Electronic Tank Monitoring 490-10: VR#420; Automatic Tank Gauging 490-11: No; Monthly Statistical Inventory Reconciliation 490-20: No; Weekly Manual Tank Gauge 490-21: No; Tank Integrity Testing 490-23: No; Other Tank Monitoring 490-26: No; Continuous Monitoring of Piping Secondary Containment 490-28: Yes; Continuous Monitoring of Piping Secondary Containment 490-29: Dry; Continuous Monitoring of Piping Secondary Containment 490-30: Veeder-Root; Continuous Monitoring of Piping Secondary Containment 490-31: TLS-350; Continuous Monitoring of Piping Secondary Containment 490-32: Veeder-Root; Continuous Monitoring of Piping Secondary Containment 490-33: VR#208; Continuous Monitoring of Piping Secondary Containment 490-34: Yes; Continuous Monitoring of Piping Secondary Containment 490-35: Yes; Mechanical Line Leak Detector Performs 3 GPH Leak Test 490-36: No; Electronic Line Leak Detector Performs 3 GPH Leak Test 490-39: No; Pipeline Integrity Testing 490-45: No; Visual Pipeline Monitoring 490-48: No; Suction Piping Meets Exemption Criteria 490-50: No; No Regulated Piping Per Health and Safety Code, Division 20, Chapter 6.7 Is Connected To The Tank System 490-51: No; Other Pipeline Monitoring 490-52: No; Under Dispenser Containment (UDC) Monitoring 490-54a: Continuous; Under Dispenser Containment (UDC) Monitoring 490-55: Veeder-Root; Under Dispenser Containment (UDC) Monitoring 490-56: TLS-350; Under Dispenser Containment (UDC) Monitoring 490-57: Veeder-Root; Under Dispenser Containment (UDC) Monitoring 490-58: VR#208; Under Dispenser Containment (UDC) Monitoring 490-59: Yes; Under Dispenser Containment (UDC) Monitoring 490-60: Yes; Under Dispenser Containment (UDC) Monitoring 490-61: Yes; Under Dispenser Containment (UDC) Monitoring 490-62: No; Under Dispenser Containment (UDC) Monitoring 490-63: Single-walled; Periodic System Testing 490-65: No; Periodic System Testing 490-66: Yes; Periodic System Testing 490-67: Yes; Recordkeeping 490-68a: Yes; Recordkeeping 490-68b: No; Recordkeeping 490-68c: No; Recordkeeping 490-68d: No; Recordkeeping 490-68e: No; Recordkeeping 490-68f: No; Recordkeeping 490-68g: No; Recordkeeping 490-68h: Yes; Training 490-69a: Yes; Training 490-70: Yes; Personnel Responsibilities 490-72: Jerry Parker; Personnel Responsibilities 490-73: Administrative Captain; Personnel Responsibilities 490-74: Matthew Gildeleon; Personnel Responsibilities 490-75: Equipment Specialist | 2022-10-19 15:15 | 2022-11-23 13:49 | Deborah Bernhard | Santa Monica Fire Department | CUPA
10477780 |  | Public Landscape | 90557383 | Santa Monica Fire Station # 1 | 1444 7th St | Santa Monica | 90401 | UST Removal | 1 | 10477780-001 | Owens Corning | One in a Compartmented Unit | 2000 | 1993-04-01 | 2020-10-22 |  | 2 |  | Motor Vehicle Fueling |  | Regular Unleaded |  |  | Double Wall | Fiberglass |  | Fiberglass |  | Yes | No | Yes | No | Double-walled | Conventional Suction | Fiberglass |  | Fiberglass |  | Single-walled | Fiberglass |  | Fiberglass |  | Single-walled | Fiberglass |  | Fiberglass |  | Steel |  | Fiberglass |  | Fill Components Installed 451-a: Yes; Fill Components Installed 451-b: Yes; Fill Components Installed 451-c: Yes; Under Dispenser Containment (UDC) 469a: Single-walled; Under Dispenser Containment (UDC) 469b: Fiberglass; Corrosion Prevention 448a: No; Corrosion Prevention 448b: No; Corrosion Prevention 448c: Yes; Equipment Testing and Preventive Maintenance 490-3a: Annually; Site Plot Plan Submitted 490-4: New Plan Submitted; Continuous Electronic Tank Monitoring 490-5: Yes; Continuous Electronic Tank Monitoring 490-6: Dry; Continuous Electronic Tank Monitoring 490-7: Veeder-Root; Continuous Electronic Tank Monitoring 490-8: TLS-350; Continuous Electronic Tank Monitoring 490-9: Veeder-Root; Continuous Electronic Tank Monitoring 490-10: VR#420; Automatic Tank Gauging 490-11: No; Monthly Statistical Inventory Reconciliation 490-20: No; Weekly Manual Tank Gauge 490-21: No; Tank Integrity Testing 490-23: No; Other Tank Monitoring 490-26: No; Continuous Monitoring of Piping Secondary Containment 490-28: Yes; Continuous Monitoring of Piping Secondary Containment 490-29: Dry; Continuous Monitoring of Piping Secondary Containment 490-30: Veeder-Root; Continuous Monitoring of Piping Secondary Containment 490-31: TLS-350; Continuous Monitoring of Piping Secondary Containment 490-32: Veeder-Root; Continuous Monitoring of Piping Secondary Containment 490-33: VR#208; Continuous Monitoring of Piping Secondary Containment 490-34: Yes; Continuous Monitoring of Piping Secondary Containment 490-35: Yes; Mechanical Line Leak Detector Performs 3 GPH Leak Test 490-36: No; Electronic Line Leak Detector Performs 3 GPH Leak Test 490-39: No; Pipeline Integrity Testing 490-45: No; Visual Pipeline Monitoring 490-48: No; Suction Piping Meets Exemption Criteria 490-50: No; No Regulated Piping Per Health and Safety Code, Division 20, Chapter 6.7 Is Connected To The Tank System 490-51: No; Other Pipeline Monitoring 490-52: No; Under Dispenser Containment (UDC) Monitoring 490-54a: Continuous; Under Dispenser Containment (UDC) Monitoring 490-55: Veeder-Root; Under Dispenser Containment (UDC) Monitoring 490-56: TLS-350; Under Dispenser Containment (UDC) Monitoring 490-57: Veeder-Root; Under Dispenser Containment (UDC) Monitoring 490-58: VR#208; Under Dispenser Containment (UDC) Monitoring 490-59: Yes; Under Dispenser Containment (UDC) Monitoring 490-60: Yes; Under Dispenser Containment (UDC) Monitoring 490-61: Yes; Under Dispenser Containment (UDC) Monitoring 490-62: No; Under Dispenser Containment (UDC) Monitoring 490-63: Single-walled; Periodic System Testing 490-65: No; Periodic System Testing 490-66: Yes; Periodic System Testing 490-67: Yes; Recordkeeping 490-68a: Yes; Recordkeeping 490-68b: No; Recordkeeping 490-68c: No; Recordkeeping 490-68d: No; Recordkeeping 490-68e: No; Recordkeeping 490-68f: No; Recordkeeping 490-68g: No; Recordkeeping 490-68h: Yes; Training 490-69a: Yes; Training 490-70: Yes; Personnel Responsibilities 490-72: Jerry Parker; Personnel Responsibilities 490-73: Administrative Captain; Personnel Responsibilities 490-74: Matthew Gildeleon; Personnel Responsibilities 490-75: Equipment Specialist | 2022-10-19 15:15 | 2022-11-23 13:49 | Deborah Bernhard | Santa Monica Fire Department | CUPA
10477795 |  | Santa Monica Fire Department | 90406561 | Santa Monica Fire Station # 2 | 222 Hollister Ave | Santa Monica | 90405 | Confirmed/Updated Information | 1 | 10477795-001 | Xerxes | A Stand-alone Tank | 1000 | 2001-01-01 |  |  | 1 | UST serves both MVF dispensing and Emergency Generator. | Motor Vehicle Fueling |  | Diesel |  |  | Double Wall | Fiberglass |  | Fiberglass |  | Yes | No | Yes | No | Double-walled | Conventional Suction | Fiberglass |  | Fiberglass |  | Single-walled | Fiberglass |  | Fiberglass |  | Single-walled | None |  | None |  | Steel |  | Fiberglass |  | Fill Components Installed 451-a: Yes; Fill Components Installed 451-b: Yes; Fill Components Installed 451-c: Yes; Under Dispenser Containment (UDC) 469a: Single-walled; Under Dispenser Containment (UDC) 469b: Rigid Plastic; Corrosion Prevention 448a: No; Corrosion Prevention 448b: No; Corrosion Prevention 448c: Yes; Equipment Testing and Preventive Maintenance 490-3a: Annually; Site Plot Plan Submitted 490-4: New Plan Submitted; Continuous Electronic Tank Monitoring 490-5: Yes; Continuous Electronic Tank Monitoring 490-6: Dry; Continuous Electronic Tank Monitoring 490-7: Veeder-Root; Continuous Electronic Tank Monitoring 490-8: TLS-350; Continuous Electronic Tank Monitoring 490-9: Veeder-Root; Continuous Electronic Tank Monitoring 490-10: VR#420; Automatic Tank Gauging 490-11: No; Monthly Statistical Inventory Reconciliation 490-20: No; Weekly Manual Tank Gauge 490-21: No; Tank Integrity Testing 490-23: No; Other Tank Monitoring 490-26: No; Continuous Monitoring of Piping Secondary Containment 490-28: Yes; Continuous Monitoring of Piping Secondary Containment 490-29: Dry; Continuous Monitoring of Piping Secondary Containment 490-30: Veeder-Root; Continuous Monitoring of Piping Secondary Containment 490-31: TLS-350; Continuous Monitoring of Piping Secondary Containment 490-32: Veeder-Root; Continuous Monitoring of Piping Secondary Containment 490-33: VR#208; Continuous Monitoring of Piping Secondary Containment 490-34: Yes; Continuous Monitoring of Piping Secondary Containment 490-35: Yes; Mechanical Line Leak Detector Performs 3 GPH Leak Test 490-36: No; Electronic Line Leak Detector Performs 3 GPH Leak Test 490-39: No; Pipeline Integrity Testing 490-45: No; Visual Pipeline Monitoring 490-48: No; Suction Piping Meets Exemption Criteria 490-50: No; No Regulated Piping Per Health and Safety Code, Division 20, Chapter 6.7 Is Connected To The Tank System 490-51: No; Other Pipeline Monitoring 490-52: No; Under Dispenser Containment (UDC) Monitoring 490-54a: Continuous; Under Dispenser Containment (UDC) Monitoring 490-55: Veeder-Root; Under Dispenser Containment (UDC) Monitoring 490-56: TLS-350; Under Dispenser Containment (UDC) Monitoring 490-57: Veeder-Root; Under Dispenser Containment (UDC) Monitoring 490-58: VR#208; Under Dispenser Containment (UDC) Monitoring 490-59: Yes; Under Dispenser Containment (UDC) Monitoring 490-60: Yes; Under Dispenser Containment (UDC) Monitoring 490-61: Yes; Under Dispenser Containment (UDC) Monitoring 490-62: No; Under Dispenser Containment (UDC) Monitoring 490-63: Single-walled; Periodic System Testing 490-65: No; Periodic System Testing 490-66: Yes; Periodic System Testing 490-67: Yes; Recordkeeping 490-68a: Yes; Recordkeeping 490-68b: No; Recordkeeping 490-68c: No; Recordkeeping 490-68d: No; Recordkeeping 490-68e: No; Recordkeeping 490-68f: No; Recordkeeping 490-68g: No; Recordkeeping 490-68h: Yes; Training 490-69a: Yes; Training 490-70: Yes; Personnel Responsibilities 490-72: Kevin Harrell; Personnel Responsibilities 490-73: Fire Facilities Coordinator; UST Monitoring Plan Certification / Applicant Information 490-76: Facility Owner/Operator | 2024-01-23 12:04 | 2024-01-23 16:44 | Deborah Bernhard | Santa Monica Fire Department | CUPA
10489870 |  | Santa Monica Fire Department | 90406561 | Santa Monica Fire Station #5 | 2450 Ashland Ave | Santa Monica | 90405 | Confirmed/Updated Information | 1 | 10489870-001 | Owens Corning | One in a Compartmented Unit | 2000 | 1993-05-01 |  |  | 2 |  | Motor Vehicle Fueling |  | Regular Unleaded |  |  | Double Wall | Fiberglass |  | Fiberglass |  | Yes | No | Yes | No | Double-walled | Conventional Suction | Fiberglass |  | Fiberglass |  | Single-walled | Fiberglass |  | Fiberglass |  | Single-walled | Fiberglass |  | Fiberglass |  | Steel |  | Fiberglass |  | Fill Components Installed 451-a: Yes; Fill Components Installed 451-b: Yes; Fill Components Installed 451-c: Yes; Under Dispenser Containment (UDC) 469a: Single-walled; Under Dispenser Containment (UDC) 469b: Fiberglass; Corrosion Prevention 448a: No; Corrosion Prevention 448b: No; Corrosion Prevention 448c: Yes; Equipment Testing and Preventive Maintenance 490-3a: Annually; Site Plot Plan Submitted 490-4: New Plan Submitted; Continuous Electronic Tank Monitoring 490-5: Yes; Continuous Electronic Tank Monitoring 490-6: Dry; Continuous Electronic Tank Monitoring 490-7: Veeder-Root; Continuous Electronic Tank Monitoring 490-8: TLS-350; Continuous Electronic Tank Monitoring 490-9: Veeder-Root; Continuous Electronic Tank Monitoring 490-10: VR#420; Automatic Tank Gauging 490-11: No; Monthly Statistical Inventory Reconciliation 490-20: No; Weekly Manual Tank Gauge 490-21: No; Tank Integrity Testing 490-23: No; Other Tank Monitoring 490-26: No; Continuous Monitoring of Piping Secondary Containment 490-28: Yes; Continuous Monitoring of Piping Secondary Containment 490-29: Dry; Continuous Monitoring of Piping Secondary Containment 490-30: Veeder-Root; Continuous Monitoring of Piping Secondary Containment 490-31: TLS-350; Continuous Monitoring of Piping Secondary Containment 490-32: Veeder-Root; Continuous Monitoring of Piping Secondary Containment 490-33: VR#208; Continuous Monitoring of Piping Secondary Containment 490-34: Yes; Continuous Monitoring of Piping Secondary Containment 490-35: Yes; Mechanical Line Leak Detector Performs 3 GPH Leak Test 490-36: No; Electronic Line Leak Detector Performs 3 GPH Leak Test 490-39: No; Pipeline Integrity Testing 490-45: No; Visual Pipeline Monitoring 490-48: No; Suction Piping Meets Exemption Criteria 490-50: No; No Regulated Piping Per Health and Safety Code, Division 20, Chapter 6.7 Is Connected To The Tank System 490-51: No; Other Pipeline Monitoring 490-52: No; Under Dispenser Containment (UDC) Monitoring 490-54a: Continuous; Under Dispenser Containment (UDC) Monitoring 490-55: Veeder-Root; Under Dispenser Containment (UDC) Monitoring 490-56: TLS-350; Under Dispenser Containment (UDC) Monitoring 490-57: Veeder-Root; Under Dispenser Containment (UDC) Monitoring 490-58: VR#208; Under Dispenser Containment (UDC) Monitoring 490-59: Yes; Under Dispenser Containment (UDC) Monitoring 490-60: Yes; Under Dispenser Containment (UDC) Monitoring 490-61: Yes; Under Dispenser Containment (UDC) Monitoring 490-62: No; Under Dispenser Containment (UDC) Monitoring 490-63: Single-walled; Periodic System Testing 490-65: No; Periodic System Testing 490-66: Yes; Periodic System Testing 490-67: Yes; Recordkeeping 490-68a: Yes; Recordkeeping 490-68b: No; Recordkeeping 490-68c: No; Recordkeeping 490-68d: No; Recordkeeping 490-68e: No; Recordkeeping 490-68f: No; Recordkeeping 490-68g: No; Recordkeeping 490-68h: Yes; Training 490-69a: Yes; Training 490-70: Yes; Personnel Responsibilities 490-72: Kevin Harrell; Personnel Responsibilities 490-73: Fire Facilities Coordinator | 2024-01-23 12:10 | 2024-01-23 16:44 | Deborah Bernhard | Santa Monica Fire Department | CUPA
10489870 |  | Santa Monica Fire Department | 90406561 | Santa Monica Fire Station #5 | 2450 Ashland Ave | Santa Monica | 90405 | Confirmed/Updated Information | 2 | 10489870-002 | Owens Corning | One in a Compartmented Unit | 2000 | 1993-05-01 |  |  | 2 | UST serves both MVF dispensing and Emergency Generator. | Motor Vehicle Fueling |  | Diesel |  |  | Double Wall | Fiberglass |  | Fiberglass |  | Yes | No | Yes | No | Double-walled | Conventional Suction | Fiberglass |  | Fiberglass |  | Single-walled | Fiberglass |  | Fiberglass |  | Single-walled | None |  | None |  | Steel |  | Fiberglass |  | Fill Components Installed 451-a: Yes; Fill Components Installed 451-b: Yes; Fill Components Installed 451-c: Yes; Under Dispenser Containment (UDC) 469a: Double-walled; Under Dispenser Containment (UDC) 469b: Fiberglass; Corrosion Prevention 448a: No; Corrosion Prevention 448b: No; Corrosion Prevention 448c: Yes; Equipment Testing and Preventive Maintenance 490-3a: Annually; Site Plot Plan Submitted 490-4: New Plan Submitted; Continuous Electronic Tank Monitoring 490-5: Yes; Continuous Electronic Tank Monitoring 490-6: Dry; Continuous Electronic Tank Monitoring 490-7: Veeder-Root; Continuous Electronic Tank Monitoring 490-8: TLS-350; Continuous Electronic Tank Monitoring 490-9: Veeder-Root; Continuous Electronic Tank Monitoring 490-10: VR#420; Automatic Tank Gauging 490-11: No; Monthly Statistical Inventory Reconciliation 490-20: No; Weekly Manual Tank Gauge 490-21: No; Tank Integrity Testing 490-23: No; Other Tank Monitoring 490-26: No; Continuous Monitoring of Piping Secondary Containment 490-28: Yes; Continuous Monitoring of Piping Secondary Containment 490-29: Dry; Continuous Monitoring of Piping Secondary Containment 490-30: Veeder-Root; Continuous Monitoring of Piping Secondary Containment 490-31: TLS-350; Continuous Monitoring of Piping Secondary Containment 490-32: Veeder-Root; Continuous Monitoring of Piping Secondary Containment 490-33: VR#208; Continuous Monitoring of Piping Secondary Containment 490-34: Yes; Continuous Monitoring of Piping Secondary Containment 490-35: Yes; Mechanical Line Leak Detector Performs 3 GPH Leak Test 490-36: No; Electronic Line Leak Detector Performs 3 GPH Leak Test 490-39: No; Pipeline Integrity Testing 490-45: No; Visual Pipeline Monitoring 490-48: No; Suction Piping Meets Exemption Criteria 490-50: No; No Regulated Piping Per Health and Safety Code, Division 20, Chapter 6.7 Is Connected To The Tank System 490-51: No; Other Pipeline Monitoring 490-52: No; Under Dispenser Containment (UDC) Monitoring 490-54a: Continuous; Under Dispenser Containment (UDC) Monitoring 490-55: Veeder-Root; Under Dispenser Containment (UDC) Monitoring 490-56: TLS-350; Under Dispenser Containment (UDC) Monitoring 490-57: Veeder-Root; Under Dispenser Containment (UDC) Monitoring 490-58: VR#208; Under Dispenser Containment (UDC) Monitoring 490-59: Yes; Under Dispenser Containment (UDC) Monitoring 490-60: Yes; Under Dispenser Containment (UDC) Monitoring 490-61: Yes; Under Dispenser Containment (UDC) Monitoring 490-62: No; Under Dispenser Containment (UDC) Monitoring 490-63: Single-walled; Periodic System Testing 490-65: No; Periodic System Testing 490-66: Yes; Periodic System Testing 490-67: Yes; Recordkeeping 490-68a: Yes; Recordkeeping 490-68b: No; Recordkeeping 490-68c: No; Recordkeeping 490-68d: No; Recordkeeping 490-68e: No; Recordkeeping 490-68f: No; Recordkeeping 490-68g: No; Recordkeeping 490-68h: Yes; Training 490-69a: Yes; Training 490-70: Yes; Personnel Responsibilities 490-72: Kevin Harrell; Personnel Responsibilities 490-73: Fire Facilities Coordinator | 2024-01-23 12:10 | 2024-01-23 16:44 | Deborah Bernhard | Santa Monica Fire Department | CUPA
10489915 |  | Santa Monica Fire Department | 90406561 | Santa Monica Fire Station # 3 | 1302 19th St | Santa Monica | 90404 | Confirmed/Updated Information | 2 | 10489915-002 | Joor | One in a Compartmented Unit | 1000 | 1999-09-01 |  |  | 2 | UST serves both MVF dispensing and Emergency Generator. | Motor Vehicle Fueling |  | Diesel |  |  | Double Wall | Steel |  | Other |  | Yes | No | Yes | No | Double-walled | Conventional Suction | Fiberglass |  | Fiberglass |  | Single-walled | Fiberglass |  | Fiberglass |  | None | None |  | None |  | Steel |  | Fiberglass |  | Fill Components Installed 451-a: Yes; Fill Components Installed 451-b: Yes; Fill Components Installed 451-c: Yes; Under Dispenser Containment (UDC) 469a: Single-walled; Under Dispenser Containment (UDC) 469b: Steel; Corrosion Prevention 448a: No; Corrosion Prevention 448b: No; Corrosion Prevention 448c: Yes; Equipment Testing and Preventive Maintenance 490-3a: Annually; Site Plot Plan Submitted 490-4: New Plan Submitted; Continuous Electronic Tank Monitoring 490-5: Yes; Continuous Electronic Tank Monitoring 490-6: Dry; Continuous Electronic Tank Monitoring 490-7: Veeder-Root; Continuous Electronic Tank Monitoring 490-8: TLS-350; Continuous Electronic Tank Monitoring 490-9: Veeder-Root; Continuous Electronic Tank Monitoring 490-10: VR#420; Automatic Tank Gauging 490-11: No; Monthly Statistical Inventory Reconciliation 490-20: No; Weekly Manual Tank Gauge 490-21: No; Tank Integrity Testing 490-23: No; Other Tank Monitoring 490-26: No; Continuous Monitoring of Piping Secondary Containment 490-28: Yes; Continuous Monitoring of Piping Secondary Containment 490-29: Dry; Continuous Monitoring of Piping Secondary Containment 490-30: Veeder-Root; Continuous Monitoring of Piping Secondary Containment 490-31: TLS-350; Continuous Monitoring of Piping Secondary Containment 490-32: Veeder-Root; Continuous Monitoring of Piping Secondary Containment 490-33: VR#208; Continuous Monitoring of Piping Secondary Containment 490-34: Yes; Continuous Monitoring of Piping Secondary Containment 490-35: Yes; Mechanical Line Leak Detector Performs 3 GPH Leak Test 490-36: No; Electronic Line Leak Detector Performs 3 GPH Leak Test 490-39: No; Pipeline Integrity Testing 490-45: No; Visual Pipeline Monitoring 490-48: No; Suction Piping Meets Exemption Criteria 490-50: No; No Regulated Piping Per Health and Safety Code, Division 20, Chapter 6.7 Is Connected To The Tank System 490-51: No; Other Pipeline Monitoring 490-52: No; Under Dispenser Containment (UDC) Monitoring 490-54a: Float and Chain Assembly; Under Dispenser Containment (UDC) Monitoring 490-59: No; Under Dispenser Containment (UDC) Monitoring 490-60: No; Under Dispenser Containment (UDC) Monitoring 490-61: No; Under Dispenser Containment (UDC) Monitoring 490-62: Yes; Under Dispenser Containment (UDC) Monitoring 490-63: Single-walled; Periodic System Testing 490-65: No; Periodic System Testing 490-66: Yes; Periodic System Testing 490-67: Yes; Recordkeeping 490-68a: Yes; Recordkeeping 490-68b: No; Recordkeeping 490-68c: No; Recordkeeping 490-68d: No; Recordkeeping 490-68e: No; Recordkeeping 490-68f: No; Recordkeeping 490-68g: No; Recordkeeping 490-68h: Yes; Training 490-69a: Yes; Training 490-70: Yes; Personnel Responsibilities 490-72: Kevin Harrell; Personnel Responsibilities 490-73: Fire Facilities Coordinator | 2023-11-08 11:59 | 2024-01-17 17:08 | Deborah Bernhard | Santa Monica Fire Department | CUPA
10489915 |  | Santa Monica Fire Department | 90406561 | Santa Monica Fire Station # 3 | 1302 19th St | Santa Monica | 90404 | Confirmed/Updated Information | 1 | 10489915-001 | Joor | One in a Compartmented Unit | 1000 | 1999-09-01 |  |  | 2 |  | Motor Vehicle Fueling |  | Regular Unleaded |  |  | Double Wall | Steel |  | Other |  | Yes | No | Yes | No | Double-walled | Conventional Suction | Fiberglass |  | Fiberglass |  | Single-walled | Fiberglass |  | Fiberglass |  | None | Fiberglass |  | Fiberglass |  | Steel |  | Fiberglass |  | Fill Components Installed 451-a: Yes; Fill Components Installed 451-b: Yes; Fill Components Installed 451-c: Yes; Under Dispenser Containment (UDC) 469a: Single-walled; Under Dispenser Containment (UDC) 469b: Steel; Corrosion Prevention 448a: No; Corrosion Prevention 448b: No; Corrosion Prevention 448c: Yes; Equipment Testing and Preventive Maintenance 490-3a: Annually; Site Plot Plan Submitted 490-4: New Plan Submitted; Continuous Electronic Tank Monitoring 490-5: Yes; Continuous Electronic Tank Monitoring 490-6: Dry; Continuous Electronic Tank Monitoring 490-7: Veeder-Root; Continuous Electronic Tank Monitoring 490-8: TLS-350; Continuous Electronic Tank Monitoring 490-9: Veeder-Root; Continuous Electronic Tank Monitoring 490-10: VR#420; Automatic Tank Gauging 490-11: No; Monthly Statistical Inventory Reconciliation 490-20: No; Weekly Manual Tank Gauge 490-21: No; Tank Integrity Testing 490-23: No; Other Tank Monitoring 490-26: No; Continuous Monitoring of Piping Secondary Containment 490-28: Yes; Continuous Monitoring of Piping Secondary Containment 490-29: Dry; Continuous Monitoring of Piping Secondary Containment 490-30: Veeder-Root; Continuous Monitoring of Piping Secondary Containment 490-31: TLS-350; Continuous Monitoring of Piping Secondary Containment 490-32: Veeder-Root; Continuous Monitoring of Piping Secondary Containment 490-33: VR#208; Continuous Monitoring of Piping Secondary Containment 490-34: Yes; Continuous Monitoring of Piping Secondary Containment 490-35: Yes; Mechanical Line Leak Detector Performs 3 GPH Leak Test 490-36: No; Electronic Line Leak Detector Performs 3 GPH Leak Test 490-39: No; Pipeline Integrity Testing 490-45: No; Visual Pipeline Monitoring 490-48: No; Suction Piping Meets Exemption Criteria 490-50: No; No Regulated Piping Per Health and Safety Code, Division 20, Chapter 6.7 Is Connected To The Tank System 490-51: No; Other Pipeline Monitoring 490-52: No; Under Dispenser Containment (UDC) Monitoring 490-54a: Float and Chain Assembly; Under Dispenser Containment (UDC) Monitoring 490-59: No; Under Dispenser Containment (UDC) Monitoring 490-60: No; Under Dispenser Containment (UDC) Monitoring 490-61: No; Under Dispenser Containment (UDC) Monitoring 490-62: Yes; Under Dispenser Containment (UDC) Monitoring 490-63: Single-walled; Periodic System Testing 490-65: No; Periodic System Testing 490-66: Yes; Periodic System Testing 490-67: Yes; Recordkeeping 490-68a: Yes; Recordkeeping 490-68b: No; Recordkeeping 490-68c: No; Recordkeeping 490-68d: No; Recordkeeping 490-68e: No; Recordkeeping 490-68f: No; Recordkeeping 490-68g: No; Recordkeeping 490-68h: Yes; Training 490-69a: Yes; Training 490-70: Yes; Personnel Responsibilities 490-72: Kevin Harrell; Personnel Responsibilities 490-73: Fire Facilities Coordinator | 2023-11-08 11:59 | 2024-01-17 17:08 | Deborah Bernhard | Santa Monica Fire Department | CUPA
10490059 |  | Santa Monica Public Safety Facility (PSF) | 90414961 | Santa Monica Public Safety Facility (PSF) | 333 Olympic Dr | Santa Monica | 90401 | Renewal Permit | 1 | 10490059-001 | Modern Welding | A Stand-alone Tank | 15000 | 2002-07-01 |  |  | 1 |  | Emergency Generator Fuel |  | Diesel |  |  | Double Wall | Steel |  | Fiberglass |  | No | No | Yes | No | Double-walled | Conventional Suction | Fiberglass |  | Fiberglass |  | Single-walled | Fiberglass |  | Fiberglass |  | None | None |  | None |  | Steel |  | Fiberglass |  | Fill Components Installed 451-a: Yes; Fill Components Installed 451-b: Yes; Fill Components Installed 451-c: Yes; Under Dispenser Containment (UDC) 469a: No Dispensers; Corrosion Prevention 448a: No; Corrosion Prevention 448b: No; Corrosion Prevention 448c: Yes; Equipment Testing and Preventive Maintenance 490-3a: Annually; Site Plot Plan Submitted 490-4: New Plan Submitted; Continuous Electronic Tank Monitoring 490-5: Yes; Continuous Electronic Tank Monitoring 490-6: Dry; Continuous Electronic Tank Monitoring 490-7: Veeder Root; Continuous Electronic Tank Monitoring 490-8: TLS 350; Continuous Electronic Tank Monitoring 490-9: Veeder Root; Continuous Electronic Tank Monitoring 490-10: 794390-420; Automatic Tank Gauging 490-11: No; Monthly Statistical Inventory Reconciliation 490-20: No; Weekly Manual Tank Gauge 490-21: No; Tank Integrity Testing 490-23: No; Other Tank Monitoring 490-26: No; Continuous Monitoring of Piping Secondary Containment 490-28: Yes; Continuous Monitoring of Piping Secondary Containment 490-29: Dry; Continuous Monitoring of Piping Secondary Containment 490-30: Veeder Root; Continuous Monitoring of Piping Secondary Containment 490-31: TLS 350; Continuous Monitoring of Piping Secondary Containment 490-32: Veeder Root; Continuous Monitoring of Piping Secondary Containment 490-33: 794390-208; Continuous Monitoring of Piping Secondary Containment 490-34: No; Continuous Monitoring of Piping Secondary Containment 490-35: No; Mechanical Line Leak Detector Performs 3 GPH Leak Test 490-36: No; Electronic Line Leak Detector Performs 3 GPH Leak Test 490-39: No; Pipeline Integrity Testing 490-45: No; Visual Pipeline Monitoring 490-48: No; Suction Piping Meets Exemption Criteria 490-50: No; No Regulated Piping Per Health and Safety Code, Division 20, Chapter 6.7 Is Connected To The Tank System 490-51: No; Other Pipeline Monitoring 490-52: No; Under Dispenser Containment (UDC) Monitoring 490-54a: No Dispensers; Periodic System Testing 490-65: No; Periodic System Testing 490-66: Yes; Periodic System Testing 490-67: Yes; Recordkeeping 490-68a: Yes; Recordkeeping 490-68b: No; Recordkeeping 490-68c: No; Recordkeeping 490-68d: No; Recordkeeping 490-68e: No; Recordkeeping 490-68f: No; Recordkeeping 490-68g: No; Recordkeeping 490-68h: Yes; Training 490-69a: Yes; Training 490-70: Yes; Personnel Responsibilities 490-72: Edwin Cortez; Personnel Responsibilities 490-73: Building System Technician; Personnel Responsibilities 490-74: Eugen Tatulescu; Personnel Responsibilities 490-75: Electrician II | 2023-11-08 12:29 | 2023-12-14 10:29 | Deborah Bernhard | Santa Monica Fire Department | CUPA
10630780 |  | Fleet Maintenance - City Yard | 90591658 | Santa Monica City Yard & Fleet Maintenance | 2500 Michigan Ave Bldg 5 | Santa Monica | 90404 | UST Removal | 4 | 10630780-004 | Joor | A Stand-alone Tank | 6560 | 1999-11-01 | 2021-06-15 |  | 1 |  | Motor Vehicle Fueling |  | Diesel |  |  | Double Wall | Steel |  | Other |  | Yes | No | Yes | No | Double-walled | Pressure | Fiberglass |  | Fiberglass |  | Single-walled | Fiberglass |  | Fiberglass |  | None | None |  | None |  | Steel |  | Fiberglass |  | Fill Components Installed 451-a: Yes; Fill Components Installed 451-b: Yes; Fill Components Installed 451-c: Yes; Under Dispenser Containment (UDC) 469a: Single-walled; Under Dispenser Containment (UDC) 469b: Steel; Corrosion Prevention 448a: No; Corrosion Prevention 448b: No; Corrosion Prevention 448c: Yes; UST Tank Certification / Applicant Information 471: Ryan Kraemer; UST Tank Certification / Applicant Information 472: Sr. Administrative Analyst; Equipment Testing and Preventive Maintenance 490-3a: Annually; Site Plot Plan Submitted 490-4: New Plan Submitted; Continuous Electronic Tank Monitoring 490-5: Yes; Continuous Electronic Tank Monitoring 490-6: Dry; Continuous Electronic Tank Monitoring 490-7: Veeder-Root; Continuous Electronic Tank Monitoring 490-8: TLS-350; Continuous Electronic Tank Monitoring 490-9: Veeder-Root; Continuous Electronic Tank Monitoring 490-10: VR#420; Automatic Tank Gauging 490-11: No; Monthly Statistical Inventory Reconciliation 490-20: No; Weekly Manual Tank Gauge 490-21: No; Tank Integrity Testing 490-23: No; Other Tank Monitoring 490-26: No; Continuous Monitoring of Piping Secondary Containment 490-28: Yes; Continuous Monitoring of Piping Secondary Containment 490-29: Dry; Continuous Monitoring of Piping Secondary Containment 490-30: Veeder-Root; Continuous Monitoring of Piping Secondary Containment 490-31: TLS-350; Continuous Monitoring of Piping Secondary Containment 490-32: Veeder-Root; Continuous Monitoring of Piping Secondary Containment 490-33: VR#208; Continuous Monitoring of Piping Secondary Containment 490-34: Yes; Continuous Monitoring of Piping Secondary Containment 490-35: Yes; Mechanical Line Leak Detector Performs 3 GPH Leak Test 490-36: No; Electronic Line Leak Detector Performs 3 GPH Leak Test 490-39: No; Pipeline Integrity Testing 490-45: No; Visual Pipeline Monitoring 490-48: No; Suction Piping Meets Exemption Criteria 490-50: No; No Regulated Piping Per Health and Safety Code, Division 20, Chapter 6.7 Is Connected To The Tank System 490-51: No; Other Pipeline Monitoring 490-52: Yes; Under Dispenser Containment (UDC) Monitoring 490-54a: Float and Chain Assembly; Under Dispenser Containment (UDC) Monitoring 490-59: No; Under Dispenser Containment (UDC) Monitoring 490-60: No; Under Dispenser Containment (UDC) Monitoring 490-61: No; Under Dispenser Containment (UDC) Monitoring 490-62: Yes; Under Dispenser Containment (UDC) Monitoring 490-63: Single-walled; Periodic System Testing 490-65: No; Periodic System Testing 490-66: Yes; Periodic System Testing 490-67: Yes; Recordkeeping 490-68a: Yes; Recordkeeping 490-68b: No; Recordkeeping 490-68c: No; Recordkeeping 490-68d: No; Recordkeeping 490-68e: No; Recordkeeping 490-68f: No; Recordkeeping 490-68g: No; Recordkeeping 490-68h: Yes; Training 490-69a: Yes; Training 490-70: Yes; Personnel Responsibilities 490-72: Jason Baer; Personnel Responsibilities 490-73: Fleet Maintenance Superintendent; UST Monitoring Plan Certification / Applicant Information 490-76: Authorized Representative of Owner; UST Monitoring Plan Certification / Applicant Information 490-78: Ryan Kraemer; UST Monitoring Plan Certification / Applicant Information 490-79: Sr. Administrative Analyst | 2022-09-21 12:14 | 2022-09-29 14:04 | Deborah Bernhard | Santa Monica Fire Department | CUPA
10630780 |  | Fleet Maintenance - City Yard | 90591658 | Santa Monica City Yard & Fleet Maintenance | 2500 Michigan Ave Bldg 5 | Santa Monica | 90404 | UST Removal | 2 | 10630780-002 | Joor | A Stand-alone Tank | 6000 | 1999-11-01 | 2021-06-15 |  | 1 |  | Motor Vehicle Fueling |  | Regular Unleaded |  |  | Double Wall | Steel |  | Other |  | Yes | No | Yes | No | Double-walled | Pressure | Fiberglass |  | Fiberglass |  | Double-walled | Fiberglass |  | Fiberglass |  | None | Fiberglass |  | Fiberglass |  | Steel |  | Fiberglass |  | Fill Components Installed 451-a: Yes; Fill Components Installed 451-b: Yes; Fill Components Installed 451-c: Yes; Under Dispenser Containment (UDC) 469a: Single-walled; Under Dispenser Containment (UDC) 469b: Steel; Corrosion Prevention 448a: No; Corrosion Prevention 448b: No; Corrosion Prevention 448c: Yes; UST Tank Certification / Applicant Information 471: Ryan Kraemer; UST Tank Certification / Applicant Information 472: Sr. Administrative Analyst; Equipment Testing and Preventive Maintenance 490-3a: Annually; Site Plot Plan Submitted 490-4: New Plan Submitted; Continuous Electronic Tank Monitoring 490-5: Yes; Continuous Electronic Tank Monitoring 490-6: Dry; Continuous Electronic Tank Monitoring 490-7: Veeder-Root; Continuous Electronic Tank Monitoring 490-8: TLS-350; Continuous Electronic Tank Monitoring 490-9: Veeder-Root; Continuous Electronic Tank Monitoring 490-10: VR#420; Automatic Tank Gauging 490-11: No; Monthly Statistical Inventory Reconciliation 490-20: No; Weekly Manual Tank Gauge 490-21: No; Tank Integrity Testing 490-23: No; Other Tank Monitoring 490-26: No; Continuous Monitoring of Piping Secondary Containment 490-28: Yes; Continuous Monitoring of Piping Secondary Containment 490-29: Dry; Continuous Monitoring of Piping Secondary Containment 490-30: Veeder-Root; Continuous Monitoring of Piping Secondary Containment 490-31: TLS-350; Continuous Monitoring of Piping Secondary Containment 490-32: Veeder-Root; Continuous Monitoring of Piping Secondary Containment 490-33: VR#208; Continuous Monitoring of Piping Secondary Containment 490-34: Yes; Continuous Monitoring of Piping Secondary Containment 490-35: Yes; Mechanical Line Leak Detector Performs 3 GPH Leak Test 490-36: No; Electronic Line Leak Detector Performs 3 GPH Leak Test 490-39: No; Pipeline Integrity Testing 490-45: No; Visual Pipeline Monitoring 490-48: No; Suction Piping Meets Exemption Criteria 490-50: No; No Regulated Piping Per Health and Safety Code, Division 20, Chapter 6.7 Is Connected To The Tank System 490-51: No; Other Pipeline Monitoring 490-52: Yes; Under Dispenser Containment (UDC) Monitoring 490-54a: Float and Chain Assembly; Under Dispenser Containment (UDC) Monitoring 490-59: No; Under Dispenser Containment (UDC) Monitoring 490-60: No; Under Dispenser Containment (UDC) Monitoring 490-61: No; Under Dispenser Containment (UDC) Monitoring 490-62: Yes; Under Dispenser Containment (UDC) Monitoring 490-63: Single-walled; Periodic System Testing 490-65: No; Periodic System Testing 490-66: Yes; Periodic System Testing 490-67: Yes; Recordkeeping 490-68a: Yes; Recordkeeping 490-68b: No; Recordkeeping 490-68c: No; Recordkeeping 490-68d: No; Recordkeeping 490-68e: No; Recordkeeping 490-68f: No; Recordkeeping 490-68g: No; Recordkeeping 490-68h: Yes; Training 490-69a: Yes; Training 490-70: Yes; Personnel Responsibilities 490-72: Jason Baer; Personnel Responsibilities 490-73: Fleet Maintenance Superintendent; UST Monitoring Plan Certification / Applicant Information 490-76: Authorized Representative of Owner; UST Monitoring Plan Certification / Applicant Information 490-78: Ryan Kraemer; UST Monitoring Plan Certification / Applicant Information 490-79: Sr. Administrative Analyst | 2022-09-21 12:14 | 2022-09-29 14:04 | Deborah Bernhard | Santa Monica Fire Department | CUPA
10630780 |  | Fleet Maintenance - City Yard | 90591658 | Santa Monica City Yard & Fleet Maintenance | 2500 Michigan Ave Bldg 5 | Santa Monica | 90404 | UST Removal | 1 | 10630780-001 | Joor | A Stand-alone Tank | 6560 | 1999-11-01 | 2021-06-15 |  | 1 |  | Motor Vehicle Fueling |  | Regular Unleaded |  |  | Double Wall | Steel |  | Other |  | Yes | No | Yes | No | Double-walled | Pressure | Fiberglass |  | Fiberglass |  | Single-walled | Fiberglass |  | Fiberglass |  | None | Fiberglass |  | Fiberglass |  | Steel |  | Fiberglass |  | Fill Components Installed 451-a: Yes; Fill Components Installed 451-b: Yes; Fill Components Installed 451-c: Yes; Under Dispenser Containment (UDC) 469a: Single-walled; Under Dispenser Containment (UDC) 469b: Steel; Corrosion Prevention 448a: No; Corrosion Prevention 448b: No; Corrosion Prevention 448c: Yes; UST Tank Certification / Applicant Information 471: Ryan Kraemer; UST Tank Certification / Applicant Information 472: Sr. Administrative Analyst; Equipment Testing and Preventive Maintenance 490-3a: Annually; Site Plot Plan Submitted 490-4: New Plan Submitted; Continuous Electronic Tank Monitoring 490-5: Yes; Continuous Electronic Tank Monitoring 490-6: Dry; Continuous Electronic Tank Monitoring 490-7: Veeder-Root; Continuous Electronic Tank Monitoring 490-8: TLS-350; Continuous Electronic Tank Monitoring 490-9: Veeder-Root; Continuous Electronic Tank Monitoring 490-10: VR#420; Automatic Tank Gauging 490-11: No; Monthly Statistical Inventory Reconciliation 490-20: No; Weekly Manual Tank Gauge 490-21: No; Tank Integrity Testing 490-23: No; Other Tank Monitoring 490-26: No; Continuous Monitoring of Piping Secondary Containment 490-28: Yes; Continuous Monitoring of Piping Secondary Containment 490-29: Dry; Continuous Monitoring of Piping Secondary Containment 490-30: Veeder-Root; Continuous Monitoring of Piping Secondary Containment 490-31: TLS-350; Continuous Monitoring of Piping Secondary Containment 490-32: Veeder-Root; Continuous Monitoring of Piping Secondary Containment 490-33: VR#208; Continuous Monitoring of Piping Secondary Containment 490-34: Yes; Continuous Monitoring of Piping Secondary Containment 490-35: Yes; Mechanical Line Leak Detector Performs 3 GPH Leak Test 490-36: Yes; Mechanical Line Leak Detector Performs 3 GPH Leak Test 490-37: VMI; Mechanical Line Leak Detector Performs 3 GPH Leak Test 490-38: LD2000; Electronic Line Leak Detector Performs 3 GPH Leak Test 490-39: No; Pipeline Integrity Testing 490-45: No; Visual Pipeline Monitoring 490-48: No; Suction Piping Meets Exemption Criteria 490-50: No; No Regulated Piping Per Health and Safety Code, Division 20, Chapter 6.7 Is Connected To The Tank System 490-51: No; Other Pipeline Monitoring 490-52: No; Under Dispenser Containment (UDC) Monitoring 490-54a: Float and Chain Assembly; Under Dispenser Containment (UDC) Monitoring 490-59: No; Under Dispenser Containment (UDC) Monitoring 490-60: No; Under Dispenser Containment (UDC) Monitoring 490-61: No; Under Dispenser Containment (UDC) Monitoring 490-62: Yes; Under Dispenser Containment (UDC) Monitoring 490-63: Single-walled; Periodic System Testing 490-65: No; Periodic System Testing 490-66: Yes; Periodic System Testing 490-67: Yes; Recordkeeping 490-68a: Yes; Recordkeeping 490-68b: No; Recordkeeping 490-68c: No; Recordkeeping 490-68d: No; Recordkeeping 490-68e: No; Recordkeeping 490-68f: No; Recordkeeping 490-68g: No; Recordkeeping 490-68h: Yes; Training 490-69a: Yes; Training 490-70: Yes; Personnel Responsibilities 490-72: Jason Baer; Personnel Responsibilities 490-73: Fleet Maintenance Superintendent; UST Monitoring Plan Certification / Applicant Information 490-76: Authorized Representative of Owner; UST Monitoring Plan Certification / Applicant Information 490-78: Ryan Kraemer; UST Monitoring Plan Certification / Applicant Information 490-79: Sr. Administrative Analyst | 2022-09-21 12:14 | 2022-09-29 14:04 | Deborah Bernhard | Santa Monica Fire Department | CUPA
10630780 |  | Fleet Maintenance - City Yard | 90591658 | Santa Monica City Yard & Fleet Maintenance | 2500 Michigan Ave Bldg 5 | Santa Monica | 90404 | UST Removal | 3 | 10630780-003 | Joor | A Stand-alone Tank | 6560 | 1999-11-01 | 2021-06-15 |  | 1 |  | Motor Vehicle Fueling |  | Diesel |  |  | Double Wall | Steel |  | Other |  | Yes | No | Yes | No | Double-walled | Pressure | Fiberglass |  | Fiberglass |  | Single-walled | Fiberglass |  | Fiberglass |  | None | None |  | None |  | Steel |  | Fiberglass |  | Fill Components Installed 451-a: Yes; Fill Components Installed 451-b: Yes; Fill Components Installed 451-c: Yes; Under Dispenser Containment (UDC) 469a: Single-walled; Under Dispenser Containment (UDC) 469b: Steel; Corrosion Prevention 448a: No; Corrosion Prevention 448b: No; Corrosion Prevention 448c: Yes; UST Tank Certification / Applicant Information 471: Ryan Kraemer; UST Tank Certification / Applicant Information 472: Sr. Administrative Analyst; Equipment Testing and Preventive Maintenance 490-3a: Annually; Site Plot Plan Submitted 490-4: New Plan Submitted; Continuous Electronic Tank Monitoring 490-5: Yes; Continuous Electronic Tank Monitoring 490-6: Dry; Continuous Electronic Tank Monitoring 490-7: Veeder-Root; Continuous Electronic Tank Monitoring 490-8: TLS-350; Continuous Electronic Tank Monitoring 490-9: Veeder-Root; Continuous Electronic Tank Monitoring 490-10: VR#420; Automatic Tank Gauging 490-11: No; Monthly Statistical Inventory Reconciliation 490-20: No; Weekly Manual Tank Gauge 490-21: No; Tank Integrity Testing 490-23: No; Other Tank Monitoring 490-26: No; Continuous Monitoring of Piping Secondary Containment 490-28: Yes; Continuous Monitoring of Piping Secondary Containment 490-29: Dry; Continuous Monitoring of Piping Secondary Containment 490-30: Veeder-Root; Continuous Monitoring of Piping Secondary Containment 490-31: TLS-350; Continuous Monitoring of Piping Secondary Containment 490-32: Veeder-Root; Continuous Monitoring of Piping Secondary Containment 490-33: VR#208; Continuous Monitoring of Piping Secondary Containment 490-34: Yes; Continuous Monitoring of Piping Secondary Containment 490-35: Yes; Mechanical Line Leak Detector Performs 3 GPH Leak Test 490-36: Yes; Mechanical Line Leak Detector Performs 3 GPH Leak Test 490-37: VMI; Mechanical Line Leak Detector Performs 3 GPH Leak Test 490-38: LD2000; Electronic Line Leak Detector Performs 3 GPH Leak Test 490-39: No; Pipeline Integrity Testing 490-45: No; Visual Pipeline Monitoring 490-48: No; Suction Piping Meets Exemption Criteria 490-50: No; No Regulated Piping Per Health and Safety Code, Division 20, Chapter 6.7 Is Connected To The Tank System 490-51: No; Other Pipeline Monitoring 490-52: No; Under Dispenser Containment (UDC) Monitoring 490-54a: Float and Chain Assembly; Under Dispenser Containment (UDC) Monitoring 490-59: No; Under Dispenser Containment (UDC) Monitoring 490-60: No; Under Dispenser Containment (UDC) Monitoring 490-61: No; Under Dispenser Containment (UDC) Monitoring 490-62: Yes; Under Dispenser Containment (UDC) Monitoring 490-63: Single-walled; Periodic System Testing 490-65: No; Periodic System Testing 490-66: Yes; Periodic System Testing 490-67: Yes; Recordkeeping 490-68a: Yes; Recordkeeping 490-68b: No; Recordkeeping 490-68c: No; Recordkeeping 490-68d: No; Recordkeeping 490-68e: No; Recordkeeping 490-68f: No; Recordkeeping 490-68g: No; Recordkeeping 490-68h: Yes; Training 490-69a: Yes; Training 490-70: Yes; Personnel Responsibilities 490-72: Jason Baer; Personnel Responsibilities 490-73: Fleet Maintenance Superintendent; UST Monitoring Plan Certification / Applicant Information 490-76: Authorized Representative of Owner; UST Monitoring Plan Certification / Applicant Information 490-78: Ryan Kraemer; UST Monitoring Plan Certification / Applicant Information 490-79: Sr. Administrative Analyst | 2022-09-21 12:14 | 2022-09-29 14:04 | Deborah Bernhard | Santa Monica Fire Department | CUPA
10822546 |  | Fleet Maintenance - City Yard | 90591658 | FSTAR 1613, LLC | 1625 Lincoln Blvd | Santa Monica | 90404 | UST Removal | Uknown | 10822546-001 | Unknown | A Stand-alone Tank | 1000 | 1899-12-31 | 2019-08-02 | 2019-07-14 | 1 |  | Unknown |  | Used Oil | Mixture of Gas and Diesel |  | Single Wall | Steel |  | None |  | No | No | No | No | Other | Pressure | [18 empty] | Fill Components Installed 451-a: No; Fill Components Installed 451-b: No; Fill Components Installed 451-c: No; Under Dispenser Containment (UDC) 469a: No Dispensers; Corrosion Prevention 448a: No; Corrosion Prevention 448b: No; Corrosion Prevention 448c: No; Equipment Testing and Preventive Maintenance 490-3a: Other; Equipment Testing and Preventive Maintenance 490-3b: not applicable; Site Plot Plan Submitted 490-4: New Plan Submitted; Continuous Electronic Tank Monitoring 490-5: No; Automatic Tank Gauging 490-11: No; Monthly Statistical Inventory Reconciliation 490-20: No; Weekly Manual Tank Gauge 490-21: No; Tank Integrity Testing 490-23: No; Other Tank Monitoring 490-26: Yes; Continuous Monitoring of Piping Secondary Containment 490-28: No; Mechanical Line Leak Detector Performs 3 GPH Leak Test 490-36: No; Electronic Line Leak Detector Performs 3 GPH Leak Test 490-39: No; Pipeline Integrity Testing 490-45: No; Visual Pipeline Monitoring 490-48: No; Suction Piping Meets Exemption Criteria 490-50: No; No Regulated Piping Per Health and Safety Code, Division 20, Chapter 6.7 Is Connected To The Tank System 490-51: No; Other Pipeline Monitoring 490-52: Yes; Under Dispenser Containment (UDC) Monitoring 490-54a: No Dispensers; Periodic System Testing 490-65: No; Periodic System Testing 490-66: No; Periodic System Testing 490-67: No; Recordkeeping 490-68a: No; Recordkeeping 490-68b: No; Recordkeeping 490-68c: No; Recordkeeping 490-68d: No; Recordkeeping 490-68e: No; Recordkeeping 490-68f: No; Recordkeeping 490-68g: No; Recordkeeping 490-68h: No; Training 490-69a: No; Training 490-70: No; Personnel Responsibilities 490-72: Greg Vance; Personnel Responsibilities 490-73: Site Manager | 2022-11-07 13:50 | 2022-11-23 15:02 | Deborah Bernhard | Santa Monica Fire Department | CUPA
10842316 |  | Campbell Griffith Trusts | 90773689 | Campbell Griffith Trusts | 2537 Lincoln Blvd | Santa Monica | 90405 | UST Removal | 0114/3 | 10842316-003 | Unknown | A Stand-alone Tank | 1000 |  | 2020-01-14 | 2019-09-24 | 1 |  | Motor Vehicle Fueling |  | Other Petroleum | Fuel grade unknown |  | Single Wall | Steel |  | None |  | No | No | No | No | Other | Conventional Suction | Steel |  |  |  |  | None |  | None |  | None | None |  | None |  | None |  | None |  | Fill Components Installed 451-a: No; Fill Components Installed 451-b: No; Fill Components Installed 451-c: No; Under Dispenser Containment (UDC) 469a: No Dispensers; Under Dispenser Containment (UDC) 469b: None; Corrosion Prevention 448a: No; Corrosion Prevention 448b: No; Corrosion Prevention 448c: No; Equipment Testing and Preventive Maintenance 490-3a: Other; Equipment Testing and Preventive Maintenance 490-3b: Unknown; Site Plot Plan Submitted 490-4: New Plan Submitted; Continuous Electronic Tank Monitoring 490-5: No; Automatic Tank Gauging 490-11: No; Monthly Statistical Inventory Reconciliation 490-20: No; Weekly Manual Tank Gauge 490-21: No; Tank Integrity Testing 490-23: No; Other Tank Monitoring 490-26: No; Continuous Monitoring of Piping Secondary Containment 490-28: No; Mechanical Line Leak Detector Performs 3 GPH Leak Test 490-36: No; Electronic Line Leak Detector Performs 3 GPH Leak Test 490-39: No; Pipeline Integrity Testing 490-45: No; Visual Pipeline Monitoring 490-48: No; Suction Piping Meets Exemption Criteria 490-50: No; No Regulated Piping Per Health and Safety Code, Division 20, Chapter 6.7 Is Connected To The Tank System 490-51: No; Other Pipeline Monitoring 490-52: No; Under Dispenser Containment (UDC) Monitoring 490-54a: Other; Periodic System Testing 490-65: No; Periodic System Testing 490-66: No; Periodic System Testing 490-67: No; Recordkeeping 490-68a: No; Recordkeeping 490-68b: No; Recordkeeping 490-68c: No; Recordkeeping 490-68d: No; Recordkeeping 490-68e: No; Recordkeeping 490-68f: No; Recordkeeping 490-68g: No; Recordkeeping 490-68h: No; Training 490-69a: No; Training 490-70: No; Personnel Responsibilities 490-72: Campbell Gri??n Trusts; Personnel Responsibilities 490-73: Owner | 2020-06-23 10:46 | 2020-06-23 14:20 | Monica Hanley | Santa Monica Fire Department | CUPA
10842316 |  | Campbell Griffith Trusts | 90773689 | Campbell Griffith Trusts | 2537 Lincoln Blvd | Santa Monica | 90405 | UST Removal | 0114/2 | 10842316-002 | Unknown | A Stand-alone Tank | 1000 |  | 2020-01-14 | 2019-09-24 | 1 |  | Motor Vehicle Fueling |  | Other Petroleum | Fuel grade unknown |  | Single Wall | Steel |  | None |  | No | No | No | No | Other | Conventional Suction | Steel |  |  |  |  | None |  | None |  | None | None |  | None |  | None |  | None |  | Fill Components Installed 451-a: No; Fill Components Installed 451-b: No; Fill Components Installed 451-c: No; Under Dispenser Containment (UDC) 469a: No Dispensers; Under Dispenser Containment (UDC) 469b: None; Corrosion Prevention 448a: No; Corrosion Prevention 448b: No; Corrosion Prevention 448c: No; Equipment Testing and Preventive Maintenance 490-3a: Other; Equipment Testing and Preventive Maintenance 490-3b: Unknown; Site Plot Plan Submitted 490-4: New Plan Submitted; Continuous Electronic Tank Monitoring 490-5: No; Automatic Tank Gauging 490-11: No; Monthly Statistical Inventory Reconciliation 490-20: No; Weekly Manual Tank Gauge 490-21: No; Tank Integrity Testing 490-23: No; Other Tank Monitoring 490-26: No; Continuous Monitoring of Piping Secondary Containment 490-28: No; Mechanical Line Leak Detector Performs 3 GPH Leak Test 490-36: No; Electronic Line Leak Detector Performs 3 GPH Leak Test 490-39: No; Pipeline Integrity Testing 490-45: No; Visual Pipeline Monitoring 490-48: No; Suction Piping Meets Exemption Criteria 490-50: No; No Regulated Piping Per Health and Safety Code, Division 20, Chapter 6.7 Is Connected To The Tank System 490-51: No; Other Pipeline Monitoring 490-52: No; Under Dispenser Containment (UDC) Monitoring 490-54a: Other; Periodic System Testing 490-65: No; Periodic System Testing 490-66: No; Periodic System Testing 490-67: No; Recordkeeping 490-68a: No; Recordkeeping 490-68b: No; Recordkeeping 490-68c: No; Recordkeeping 490-68d: No; Recordkeeping 490-68e: No; Recordkeeping 490-68f: No; Recordkeeping 490-68g: No; Recordkeeping 490-68h: No; Training 490-69a: No; Training 490-70: No; Personnel Responsibilities 490-72: Campbell Griffin Trusts; Personnel Responsibilities 490-73: Owner | 2020-06-23 10:46 | 2020-06-23 14:20 | Monica Hanley | Santa Monica Fire Department | CUPA
10842316 |  | Campbell Griffith Trusts | 90773689 | Campbell Griffith Trusts | 2537 Lincoln Blvd | Santa Monica | 90405 | UST Removal | 0114/1 | 10842316-001 | Unknown | A Stand-alone Tank | 2000 |  | 2020-01-14 | 2019-09-24 | 1 |  | Motor Vehicle Fueling |  | Other Petroleum | Fuel grade unknown |  | Single Wall | Steel |  | None |  | No | No | No | No | Other | Conventional Suction | Steel |  |  |  |  | None |  | None |  | None | None |  | None |  | None |  | None |  | Fill Components Installed 451-a: No; Fill Components Installed 451-b: No; Fill Components Installed 451-c: No; Under Dispenser Containment (UDC) 469a: No Dispensers; Under Dispenser Containment (UDC) 469b: None; Corrosion Prevention 448a: No; Corrosion Prevention 448b: No; Corrosion Prevention 448c: No; Equipment Testing and Preventive Maintenance 490-3a: Other; Equipment Testing and Preventive Maintenance 490-3b: Unknown; Site Plot Plan Submitted 490-4: New Plan Submitted; Continuous Electronic Tank Monitoring 490-5: No; Automatic Tank Gauging 490-11: No; Monthly Statistical Inventory Reconciliation 490-20: No; Weekly Manual Tank Gauge 490-21: No; Tank Integrity Testing 490-23: No; Other Tank Monitoring 490-26: No; Continuous Monitoring of Piping Secondary Containment 490-28: No; Mechanical Line Leak Detector Performs 3 GPH Leak Test 490-36: No; Electronic Line Leak Detector Performs 3 GPH Leak Test 490-39: No; Pipeline Integrity Testing 490-45: No; Visual Pipeline Monitoring 490-48: No; Suction Piping Meets Exemption Criteria 490-50: No; No Regulated Piping Per Health and Safety Code, Division 20, Chapter 6.7 Is Connected To The Tank System 490-51: No; Other Pipeline Monitoring 490-52: No; Under Dispenser Containment (UDC) Monitoring 490-54a: Other; Periodic System Testing 490-65: No; Periodic System Testing 490-66: No; Periodic System Testing 490-67: No; Recordkeeping 490-68a: No; Recordkeeping 490-68b: No; Recordkeeping 490-68c: No; Recordkeeping 490-68d: No; Recordkeeping 490-68e: No; Recordkeeping 490-68f: No; Recordkeeping 490-68g: No; Recordkeeping 490-68h: No; Training 490-69a: No; Training 490-70: No; Comments and Additional Information 490-71: None of these elements was present when the UST was discovered. None of this apply.; Personnel Responsibilities 490-72: Campbell Gri??n Trusts; Personnel Responsibilities 490-73: Owner | 2020-06-23 10:46 | 2020-06-23 14:20 | Monica Hanley | Santa Monica Fire Department | CUPA

## UST Cert of Installation & Mod
Facility Identification and Location | [5 empty] | UST Certification Project Type |  |  |  |  | Work Authorized Under Permit |  | Contractor Information |  |  | Certification / Applicant Information | [5 empty] | Submittal / Acceptance Information |  |  | Regulator Information
1a | 1 | 3 | 103 | 104 |  | 483a-1 | 483a-2 | 483a-3 | 483a-4 | 483a-5 | 483b | 483c | 482a | 482b | 482c | 484 | 485 | 486 | 487 | 488 | 489
CERS ID | Facility ID | Facility Name | Facility Street Address | Facility City | Facility ZIP Code | Tank Installation / Replacement | Piping Installation / Replacement | Sump Installation / Replacement | Under Dispenser Containment Installation / Replacement | Other | Work Authorized Under Permit (Number or Date) | Description of Work Being Certified | Name of Contractor Who Performed Installation/ Modification | Contractor's License Number | Contractor's ICC Certification Number | Date Certified | Certifier’s Name | Certifier’s Title | Phone Number | Name of Certifier’s Employer | Certifier’s Relationship to Tank Owner | Date Submitted to CERS | Date Accepted by Regulator | Regulator Agent Name | Regulator Name | Regulator Type