## Overview
CERS UST Facility/Tank Data Download
This spreadsheet contains UST Facility, Tank, Monitoring Plan, and Certification of Installation/Modification data exported from the California Environmental Reporting System (CERS). Use Excel's worksheet tabs or the hyperlinks below to access the export data. Please note, this exported data only includes data that has been "Accepted" by Regulators. Any UST Facility data that has been "Submitted" but has never been "Accepted" by a Regulator is not shown.
Tank counts:
• | The ‘UST Facility Info’ table (the first generated worksheet) Field 404, ‘Total Number of USTs’, provides a count of all active tanks listed in the last accepted submittal shown on that table. It may not be equal to the next worksheet ‘UST Tank and Monitoring Plan Info Count of Exported Records’ shown on this page. The UST Tank and Monitoring Plan Info is a count of all tanks reported on all accepted submittals. In some cases, such as if a tank ID is altered or a business user reports additional tanks on a submittal, there will be tanks reported on one submittal and not on another. The ‘UST Tank and Monitoring Plan Info Count of Exported Records’ includes all such tanks.
• | Date Range vs No Date Range:
| o | Tanks reported in CERS that do not have a tank install date will be reported if no date range is selected. They will not be reported if a date range is selected.
| o | UPA staff are encouraged to ensure that all active tanks have a tank installation date and that all permanently closed or removed tanks have a tank closure date.
• | Report 6: This report will report all tanks and therefore should be consistent with ‘UST Tank and Monitoring Plan Info Count of Exported Records’. The date range limitations are also the same, tank records with no date installed or closed will not be counted if the report is run with a date range.
Data Export Date/Time: |  |  | 8/14/2024 3:54:16 PM
Record Filtering Criteria (if any): |  |  | Facility regulated by "Vernon Health & Environmental Control Department".
Generated Worksheets |  |  | Count of Exported Records
UST Facility Info |  |  | 28
UST Tank & Monitoring Plan Info |  |  | 64
UST Cert of Installation & Mod |  |  | 0
For more information about the meaning of the Unified Program Data Dictionary (UPDD) codes, visit the CUPA Data Registry at the following URL:
https://cersapps.calepa.ca.gov/DataRegistry

## UST Facility Info
Facility Identification and Location | [9 empty] | General UST Facility Permit Info | [6 empty] | Property Owner | [6 empty] | Tank Owner | [7 empty] | Tank Operator | [6 empty] | Petroleum UST Financial Responsibility Mechanism(s) | [10 empty] | Certification / Applicant Information |  |  |  | Submittal / Acceptance Information |  |  |  | Regulator Information
1a | 1 |  |  | 3 | 103 | 104 |  |  |  | 400 | 403 | 421 | 423 | 404 | 405 | 406 | 407 | 408 | 409 | 410 | 411 | 412 | 412a | 414 | 415 | 416 | 417 | 418 | 419 | 419a | 420 | 428-1 | 428-2 | 428-3 | 428-4 | 428-5 | 428-6 | 428-7 | 422-1 | 422-2 | 422-3 | 422-4 | 422-5 | 422-6 | 422-8 | 422-9 | 422-10 | 422-99 | 422-99a | 424 | 426 | 427 | 425
CERS ID | Facility ID | Organization Name | Organization Code | Facility Name | Facility Street Address | Facility City | Facility ZIP Code | Latitude Measure | Longitude Measure | Type of Action | UST Facility Type | BOE Number | Permit Holder Notification Information | Total Number of USTs | Indian or Trust Land | Supervisor of Division, Section, or Office | Name | Phone | Mailing Address | City | State | ZIP Code | Country | Name | Phone | Mailing Address | City | State | ZIP Code | Country | Type | Name | Phone | Mailing Address | City | State | ZIP Code | Country | Self- Insured | Guarantee | Insurance | Surety Bond | Letter of Credit | Exemption | State Fund and CFO letter | State Fund and CD | Local Government Mechanism | Other | Other Description | Date Certified | Applicant Name | Applicant Title | Applicant Phone | Date Submitted to CERS | Date Accepted by Regulator | Regulator Comment | Regulator Agent Name | Regulator Name | Regulator Type
10154957 |  | CalPortland Company | 90128524 | Catalina Pacific Concrete, Alameda | 1862 East 27th St. | Vernon | 90058 | 34.0128 | -118.2367 | Permanent Facility Closure | Motor Vehicle Fueling | 44005834 | Facility Operator | 0 | No |  | Alameda and 27th St, LLC | (213) 387-2974 | 807 E. 12th St, Suite 401 | Los Angeles | CA | 90021 | United States | CalPortland Co. | (626) 852-6200 | 2025 E. Financial Way | Glendora | CA | 91741 | United States | Non-Government | Catalina Pacific Concrete, Alameda | (626) 852-6200 | 2025 E. Financial Way | Glendora | CA | 91741 | United States | No | No | Yes | No | No | No | No | No | No | No |  |  | Irene C. Zamorano | Environmental Manager | (626) 733-3782 | 2022-08-16 13:07 | 2022-08-31 14:52 | THE CUPA ACCEPTS THE UPDATED CLOSURE SUBMITTAL FOR THE UNDERGROUND STORAGE TANKS REMOVED IN 2021. | Ruben Zamora | Vernon Health & Environmental Control Department | CUPA
10155429 |  | Evonik Corporation - LA (East) | 90696937 | Evonik Corporation - LA (East) | 3305 East 26th Street | Vernon | 90058 | 34.0134 | -118.2128 | Confirmed/Updated Information | Other | 4400000 | Tank Owner | 5 | No |  | Evonik Corporation | 610-481-4911 | 299 Jefferson Road; PO Box 677 | Parsipanny | NJ | 07054 | United States | Evonik Corporation | 610-481-4911 | 299 Jefferson Road; PO Box 677 | Parsipanny | NJ | 07054 | United States | Non-Government | Evonik Corporation | 323-307-9124 | 3305 E. 26th Street | Vernon | CA | 90058 | United States | No | No | No | No | Yes | No | No | No | No | No | [5 empty] | 2024-03-25 17:54 | 2024-03-27 08:10 |  | Ruben Zamora | Vernon Health & Environmental Control Department | CUPA
10156103 | FA0000996 | United Parcel Service, Inc. | 90129202 | United Parcel Service Inc. | 3333 S Downey Rd | Vernon | 90058 | 34.0102 | -118.2065 | Confirmed/Updated Information | Motor Vehicle Fueling | 44032294 | Tank Owner | 4 | No |  | United Parcel Service Inc. | (404) 828-7660 | 55 Glenlake Parkway, NE | Atlanta | GA | 30328 | United States | United Parcel Service Inc. | (323) 260-8941 | 3333 Downey Rd. | Vernon | CA | 90058 | United States | Non-Government | United Parcel Service Inc. | (323) 260-8942 | 3333 Downey Rd. | Vernon | CA | 90058 | United States | No | No | Yes | No | No | No | No | No | No | No |  |  | Tom Cuce | President | (626) 814-6269 | 2024-06-12 12:14 | 2024-07-23 07:20 |  | DO DO | Vernon Health & Environmental Control Department | CUPA
10174361 | VRN | Penske Truck Leasing Co., L.P. | 90000094 | Penske Truck Leasing Co., LP | 2727 S Santa Fe Ave | Vernon | 90058 | 34.012 | -118.2316 | Renewal Permit | Motor Vehicle Fueling | 44000054 | Tank Owner | 2 | No |  | Penske Truck Leasing Co., LP | 610-775-6298 | Route 10, Green Hills, P O Box 7635 | Reading | PA | 19603-7635 | United States | Penske Truck Leasing Co., LP | 610-775-6298 | Route 10, Green Hills, P O Box 7635 | Reading | PA | 19603-7635 | United States | Non-Government | Penske Truck Leasing Co., LP | 610-775-6298 | route 10, Green Hills, P O Box 7635 | Reading | PA | 19603-7635 | United States | Yes | No | No | No | No | No | No | No | No | No |  |  | Brian Yazemboski | Mgr Environmental Svrs | 610-603-8450 | 2024-02-23 04:47 | 2024-03-06 11:01 |  | Carmen Ellis | Vernon Health & Environmental Control Department | CUPA
10398634 | VERN | Robertson's | 90361783 | Robertson's Ready Mix | 3365 E 26th St | Vernon | 90058 | 34.013 | -118.211 | Confirmed/Updated Information | Motor Vehicle Fueling | 44017877 | Tank Operator | 1 | No |  | Robertson's Ready Mix | 951-493-6500 | P.O. Box 3600 | Corona | CA | 92878 | United States | Robertson's Ready Mix | 951-493-6500 | p.o. box 3600 | Corona | CA | 92878 | United States | Non-Government | Robertson's Ready Mix | 951-493-6500 | P.O. Box 3600 | corona | CA | 92878 | United States | No | No | No | No | No | No | Yes | No | No | No |  |  | Jackie McEvoy | Environmental Services | 951-493-6500 | 2024-03-21 11:18 | 2024-03-27 09:33 |  | Tho Do | Vernon Health & Environmental Control Department | CUPA
10403206 | VERN | Torrance Logistics Company LLC | 90367270 | Torrance Logistics Company LLC - Vernon Terminal | 2709 E 37th St | Vernon | 90058 | 34.0103 | -118.2215 | Confirmed/Updated Information | Other | 44051935 | Facility Owner | 3 | No |  | Torrance Logistics Company LLC | (562) 349-1640 | 12851 E 166th St | Cerritos | CA | 90703 | United States | Torrance Logistics Company LLC | (562) 349-1640 | 12851 E 166th St | Cerritos | CA | 90703 | United States | Non-Government | Torrance Logistics Company LLC | 323-586-5375 | 2709 E 37th St | Vernon | CA | 90058 | United States | No | No | Yes | No | No | No | No | No | No | No |  |  | Greg Johnson | Terminal Superintendent | 323-586-5375 | 2024-02-08 10:28 | 2024-02-12 16:42 |  | Tho Do | Vernon Health & Environmental Control Department | CUPA
10405258 | VERN | OXFORD VERNON, LLC | 90405493 | OXFORD VERNON, LLC | 3278 E Slauson Ave | Vernon | 90058 | 33.989 | -118.2091 | Confirmed/Updated Information | Motor Vehicle Fueling | 044049116 | Facility Owner | 4 | No |  | OXFORD VERNON | 323-581-7800 | 3278 E Slauson Ave | Vernon | CA | 90058 | United States | OXFORD VERNON | 323-581-7800 | 3278 E Slauson Ave. | Vernon | CA | 90058 | United States | Non-Government | OXFORD VERNON | 323-581-7800 | 3278 E Slauson Ave | Vernon | CA | 90058 | United States | No | No | No | No | No | No | Yes | No | No | No |  |  | SHAHRAM MOKHTARZADEH | OWNER / OPERATOR | 323-581-7800 | 2024-01-19 10:15 | 2024-03-14 11:14 |  | Carmen Ellis | Vernon Health & Environmental Control Department | CUPA
10409101 | VERN | Holliday Rock Co., Inc. | 90067552 | Holliday Rock - Vernon | 2822 S Soto St | Vernon | 90058 | 34.011 | -118.2179 | Confirmed/Updated Information | Motor Vehicle Fueling | 44052482 | Tank Operator | 1 | No |  | Holliday Rock Co., Inc. | 909-982-1553 | 1401 N. Benson Ave. | Upland | CA | 91786 | United States | Holliday Rock Co., Inc. | 909-982-1553 | 1401 N. Benson Ave. | Upland | CA | 91786 | United States | Non-Government | Holliday Rock Co., Inc. | 909-982-1553 | 1401 N. Benson Ave. | Upland | CA | 91786 | United States | No | No | Yes | No | No | No | No | No | No | No |  |  | George Smith | Environmental Coordinator | 909-652-9899 | 2024-05-15 15:59 | 2024-05-16 16:17 |  | Carmen Ellis | Vernon Health & Environmental Control Department | CUPA
10446364 | VERN | Bandini Truck Terminal, Inc. | 90721507 | Bandini Truck Stop Center | 3152 Bandini Blvd. | Vernon | 90058 | 34.0082 | -118.2118 | Confirmed/Updated Information | Motor Vehicle Fueling | 44053267 | Tank Owner | 6 | No |  | Joyce Larsen | (805) 969-5881 | 3152 Bandini Blvd. | Vernon | CA | 90058 | United States | Bandini Truck Stop Center, Inc. | (714) 936-2334 | 3152 Bandini Blvd. | Vernon | CA | 90058 | United States | Non-Government | Bandini Truck Stop Center | (323) 266-6840 | 3152 Bandini Blvd. | Vernon | CA | 90058 | United States | No | No | No | No | No | No | Yes | No | No | No | [5 empty] | 2023-12-06 11:46 | 2023-12-06 15:16 | AN INITIAL REVIEW OF YOUR CERS SUBMITTAL HAS BEEN ACCEPTED FOR COMPLETENESS. AN INSPECTION WILL BE CONDUCTED BY THE CUPA AT A FUTURE DATE TO VERIFY THE ACCURACY OF YOUR SUBMISSION.SHOULD YOU HAVE ANY QUESTIONS, PLEASE CONTACT ME AT (323) 826-1448. | Carmen Ellis | Vernon Health & Environmental Control Department | CUPA
10449976 | VERN | Randall Foods Inc. | 90392290 | HV Randall Foods, LLC | 2905 E 50th St | Vernon | 90058 | 33.9985 | -118.217 | Confirmed/Updated Information | Processor | 44010786 | Tank Operator | 1 | No |  | AJSB Properties LLC | 818 850 0355 | P.O.Box 2108 | Chino Hills | CA | 91709 | United States | HV Randall Foods, LLC | 323-261-6565 | 2905 East 50th Street | Vernon | CA | 90058 | United States | Non-Government | HV Randall Foods, LLC | 323-261-6565 | 2905 East 50th Street | Vernon | CA | 90058 | United States | No | No | Yes | No | No | No | No | No | No | No | [5 empty] | 2023-09-27 09:12 | 2023-12-13 07:48 | AN INITIAL REVIEW OF YOUR CERS SUBMITTAL HAS BEEN ACCEPTED FOR COMPLETENESS. AN INSPECTION WILL BE CONDUCTED BY THE CUPA AT A FUTURE DATE TO VERIFY THE ACCURACY OF YOUR SUBMISSION. SHOULD YOU HAVE ANY QUESTIONS, PLEASE CONTACT ME AT (323) 826-1448. | Carmen Ellis | Vernon Health & Environmental Control Department | CUPA
10450339 | VERN | A-1 Express Delivery Service Inc. | 90392455 | A-1 Express Delivery Service Inc. | 4520 S Maywood Ave | Vernon | 90058 | 34.0018 | -118.201 | Permanent Facility Closure | Motor Vehicle Fueling | 44010825 | Tank Operator | 0 | No |  | John Georgino | 323-585-4440 | 4520 Maywood Ave | Vernon | CA | 90058 | United States | A-1 Express | 800-660-8811 | 4520 Maywood Ave | Vernon | CA | 90058 | United States | Non-Government | John Buss | 323-202-8321 | 4520 Maywood Ave. | Vernon | CA | 90058 | United States | No | No | No | No | No | No | Yes | No | No | No |  |  | John Buss | Operations Mgr. | 323-585-4440 | 2023-07-20 18:15 | 2023-07-20 18:18 | PROVIDED CERS ASSISTANCE TO PROPERLY CLOSE THE UST TANK THAT WAS REMOVED ON 02/05/2015. THE TANK WAS STILL SHOWING UP ON THE REPORT 6 AS AN ACTIVE TANK. | Ruben Zamora | Vernon Health & Environmental Control Department | CUPA
10450897 | VERN | Baker Commodities, Inc. | 90392770 | Baker Commodities, Inc. | 4020 Bandini Blvd | Vernon | 90058 | 34.0039 | -118.1939 | Confirmed/Updated Information | Other | 44010771 | Tank Owner | 3 | No |  | Baker Commodities, Inc. | 3232682801 | 4020 Bandini Blvd | Vernon | CA | 90058 | United States | Baker Commodities, Inc. | 3232682801 | 4020 Bandini Blvd | Vernon | CA | 90058 | United States | Non-Government | Baker Commodities, Inc. | 3232682801 | 4020 Bandini Blvd | Vernon | CA | 90058 | United States | No | No | No | No | No | No | Yes | No | No | No |  |  | Chris Hassler | Environmental Compliance Specialist | 3232682801 | 2024-05-03 09:46 | 2024-05-16 14:37 |  | Tho Do | Vernon Health & Environmental Control Department | CUPA
10451158 | VERN | Consolidated Fabricators Corp. | 90277795 | Consolidated Metal & Supply Corporation | 4600 S Santa Fe Ave | Vernon | 90058 | 34.0013 | -118.2292 | Permanent Facility Closure | Motor Vehicle Fueling | 44010756 | Facility Owner | 0 | No | Jeff Lombardi | Consolidated Fabricators | 8189011005 | 14620 Arminta St. | Van Nuys | CA | 91402 | United States | Consolidated Fabricators | 8189011005 | 14620 Arminta St. | Van Nuys | CA | 91402 | United States | Non-Government | Confab CMS Div. | 8189011005 | 14620 Arminta St. | Van Nuys | CA | 91402 | United States | Yes | No | No | No | No | No | Yes | No | No | No |  |  | Jeff Lombardi | Vice President | 8189011005 | 2019-03-07 11:57 | 2023-01-18 15:48 | UST was removed in 2018 but not inactivated in CERS. | Tho Do | Vernon Health & Environmental Control Department | CUPA
10451617 | VERN | Vernon CUPA Non-Regulated/Not Applicable Facilities | 99991939 | Dunn Edwards | 4925 E 52nd Pl | Vernon | 90058 | 33.987 | -118.1758 | Permanent Facility Closure | Processor | 44022374 | Facility Operator | 0 | No |  | Dunn-Edwards Corporation | 323-771-3330 | 4885 E 52nd Place | Vernon | CA | 90058 | United States | Dunn-Edwards Corporation | 323-771-3330 | 4885 E 52nd Place | Vernon | CA | 90058 | United States | Non-Government | Dunn-Edwards Corporation | 323-771-3330 | 4885 E 52nd Place | Vernon | CA | 90058 | United States | No | No | No | No | No | No | Yes | No | No | No | [5 empty] | 2023-06-15 08:19 | 2023-06-15 08:20 |  | Ruben Zamora | Vernon Health & Environmental Control Department | CUPA
10452133 | VERN | FedEx Freight, Inc. | 90131518 | FEDEX FREIGHT, INC. | 4500 Bandini Blvd | VERNON | 90058 | 33.9996 | -118.1793 | Confirmed/Updated Information | Motor Vehicle Fueling | 44047367 | Facility Owner | 1 | No |  | FEDEX FREIGHT, INC. | 408-654-3112 | 3425 VICTOR ST. | SANTA CLARA | CA | 95054 | United States | FEDEX FREIGHT, INC. | 408-654-3112 | 3425 VICTOR ST. | SANTA CLARA | CA | 95054 | United States | Non-Government | FEDEX FREIGHT, INC. | 408-654-3112 | 3425 VICTOR ST. | SANTA CLARA | CA | 95054 | United States | No | Yes | No | No | No | No | Yes | No | No | No |  |  | CHONG LEE | MGR., ENVIRONMENTAL SERVICES | 408-654-3112 | 2024-01-31 14:38 | 2024-02-05 11:16 |  | Tho Do | Vernon Health & Environmental Control Department | CUPA
10452688 | VERN | COMMERCE LUBE | 90263779 | Vernon Fuel Stop | 4175 District Blvd | Vernon | 90058 | 34.0005 | -118.2042 | Confirmed/Updated Information | Motor Vehicle Fueling | 44010829 | Tank Operator | 2 | No |  | Brahma Properties, LLC | 323-260-4606 | 1492 S Lorena st. | Los Angeles | CA | 90023 | United States | Brahma Properties , LLC | 323-260-4606 | 1492 S Lorena st | Los Angeles | CA | 90023 | United States | Non-Government | Haroutiun Oganesyan | 818-822-4732 | 4175 District Blvd | Vernon | CA | 90058 | United States | No | No | No | No | No | No | Yes | No | No | No |  |  | Haroutiun Oganesyan | president | 818-822-4732 | 2024-06-14 12:55 | 2024-07-23 13:40 |  | Carmen Ellis | Vernon Health & Environmental Control Department | CUPA
10452817 | VERN | Pacific Precision Formulators | 90393799 | Pacific Precision Formulators | 5511 District Blvd | Vernon | 90058 | 33.9905 | -118.1771 | Confirmed/Updated Information | Other | 44048096 | Facility Owner | 1 | No |  | Pacific Precision Formulators | 3235624141 | 5511 District Blvd. | Vernon | CA | 90058 | United States | Pacific Precision Formulators | 3235624141 | 5511 District Blvd. | Vernon | CA | 90058 | United States | Non-Government | Pacific Precision Formulators | 3235624141 | 5511 District Blvd. | Vernon | CA | 90058 | United States | No | No | No | No | No | No | Yes | No | No | No |  |  | Richard Roy | Plant Manager | 3235624141 | 2024-04-30 09:37 | 2024-07-23 13:38 |  | Carmen Ellis | Vernon Health & Environmental Control Department | CUPA
10452904 | VERN | VERNON TRUCK WASH | 90392776 | SF ENERGY | 3308 Bandini Blvd | Vernon | 90058 | 34.0087 | -118.2084 | Renewal Permit | Motor Vehicle Fueling | 44039190 | Facility Operator | 3 | No |  | VERNON PROPERTY LLC. | 323-267-0706 | 3308 BANDINI BLVD. | VERNON | CA | 90058 | United States | SF ENERGY | 323-267-0706 | 3308 BANDINI BLVD | VERNON | CA | 90058 | United States | Non-Government | Samvel Piloyan | 8182579799 | 3308 BANDINI BLVD | VERNON | CA | 90058 | United States | No | No | No | No | No | No | Yes | No | No | No |  |  | Samvel Piloyan | MANAGER | 323-267-0706 | 2024-04-08 12:24 | 2024-04-08 15:41 |  | Carmen Ellis | Vernon Health & Environmental Control Department | CUPA
10452973 | VERN | Alpert & Alpert Iron & Metal, Inc. | 90393913 | Alpert & Alpert Iron & Metal, Inc. | 2865 E 26th St | Vernon | 90058 | 34.0146 | -118.2175 | Confirmed/Updated Information | Motor Vehicle Fueling | 44010859 | Facility Owner | 2 | No |  | Alpert & Alpert Iron & Metal, Inc. | 3232654040 | 1815 S. Soto Street | Los Angeles | CA | 90023 | United States | Alpert & Alpert Iron & Metal, Inc. | 3232654040 | 1815 S. Soto Street | Los Angeles | CA | 90023 | United States | Non-Government | Alpert & Alpert Iron & Metal, Inc. | 3232654040 | 2865 E 26th St | Vernon | CA | 90058 | United States | No | No | No | No | No | No | Yes | No | No | No |  |  | Edith Beltran | Health & Safety Supervisor | 3232654040 | 2023-11-30 13:12 | 2023-12-04 08:19 | AN INITIAL REVIEW OF YOUR CERS SUBMITTAL HAS BEEN ACCEPTED FOR COMPLETENESS. AN INSPECTION WILL BE CONDUCTED BY THE CUPA AT A FUTURE DATE TO VERIFY THE ACCURACY OF YOUR SUBMISSION.SHOULD YOU HAVE ANY QUESTIONS, PLEASE CONTACT ME AT (323) 826-1448. | Carmen Ellis | Vernon Health & Environmental Control Department | CUPA
10457272 | VERN | King Meat Service Inc. | 90396199 | King Meat Service Inc. | 4215 Exchange Ave | Vernon | 90058 | 34.0031 | -118.2035 | Confirmed/Updated Information | Motor Vehicle Fueling | 44010765 | Facility Owner | 1 | No |  | Yan Vernon LLC | 323-835-8989 | 4215 EXCHANGE | VERNON | CA | 90058 | United States | Yan Vernon LLC | 323-835-8989 | 4215 EXCHANGE | VERNON | CA | 90058 | United States | Non-Government | King Meat Service Inc | 323-835-8989 | 4215 EXCHANGE | VERNON | CA | 90058 | United States | No | No | Yes | No | No | No | No | No | No | No |  |  | Yu Sun | Manager | 323-835-8989 | 2024-05-14 18:32 | 2024-07-20 17:35 |  | DO DO | Vernon Health & Environmental Control Department | CUPA
10468228 | VERN | Vernon Central Warehouse Inc. dba Sweetener Products Company | 90400522 | Vernon Central Warehouse Inc. dba Sweetener Products Company | 4181 Ross St | Vernon | 90058 | 34.0067 | -118.238 | Confirmed/Updated Information | Motor Vehicle Fueling | 44010761 | Facility Owner | 1 | No |  | Vernon Central Warehouse Inc. dba Sweetener Products Company | 323-234-2200 | 2050 E. 38th Street | Vernon | CA | 90058 | United States | Vernon Central Warehouse Inc. dba Sweetener Products Company | 323-234-2200 | 2050 E. 38th Street | Vernon | CA | 90058 | United States | Non-Government | Sweetener Products Company | 323-234-2200 | 2050 E. 38th Street | Vernon | CA | 90058 | United States | No | No | Yes | No | No | No | Yes | No | No | No | [5 empty] | 2023-10-05 16:47 | 2023-11-02 07:36 |  | Carmen Ellis | Vernon Health & Environmental Control Department | CUPA
10469638 | VERN | City of Vernon | 90397123 | Public Works (Yard) | 4305 S Santa Fe Ave # CS | Vernon | 90058 | 34.0049 | -118.2314 | Confirmed/Updated Information | Motor Vehicle Fueling | 44010887 | Facility Owner | 3 | No |  | City of Vernon | 323-583-8811 | 4305 Santa Fe Avenue | Vernon | CA | 90058 | United States | City of Vernon | 323-583-8811 | 4305 Santa Fe Avenue | Vernon | CA | 90058 | United States | Local Agency/District | City of Vernon | 323-583-8811 | 4305 Santa Fe Avenue | Vernon | CA | 90058 | United States | Yes | No | No | No | No | No | No | No | No | No |  |  | Scott Rigg | PW & Water Sup | 323-583-8811 | 2024-01-11 16:15 | 2024-01-30 16:24 |  | Tho Do | Vernon Health & Environmental Control Department | CUPA
10472200 |  | City of Vernon | 90397123 | Former Fire Station #79 | 4530 Bandini Blvd | Vernon | 90058 | 33.9993 | -118.1783 | Permanent Facility Closure | Motor Vehicle Fueling | 44010887 | Facility Owner | 0 | No |  | City of Vernon. | 323-583-8811 | 4305 Santa Fe Avenue | Vernon | CA | 90058 | United States | City of Vernon | 323-583-8811 | 4305 Santa Fe Avenue | Vernon | CA | 90058 | United States | Local Agency/District | City of Vernon. | 323-583-8811 | 4305 Santa Fe Avenue | Vernon | CA | 90058 | United States | Yes | No | No | No | No | No | No | No | No | No |  |  | Scott Rigg | PW & Water Sup | 323-583-8811 | 2023-07-20 07:40 | 2023-07-20 07:55 |  | Ruben Zamora | Vernon Health & Environmental Control Department | CUPA
10472215 |  | City of Vernon | 90397123 | County of Los Angeles Fire Department Administration | 2800 S Soto St | Vernon | 90058 | 34.0115 | -118.2197 | Permanent Facility Closure | Motor Vehicle Fueling | 44010887 | Facility Owner | 0 | No |  | City of Vernon | 323-583-8811 | 4305 Santa Fe Avenue | Vernon | CA | 90058 | United States | City of Vernon | 323-583-8811 | 4305 Santa Fe Avenue | Vernon | CA | 90058 | United States | Local Agency/District | City of Vernon | 323-583-8811 | 4305 Santa Fe Avenue | Vernon | CA | 90058 | United States | Yes | No | No | No | No | No | No | No | No | No |  |  | Scott B. Rigg | PW & Water Super | 323-583-8811 | 2023-07-20 07:48 | 2023-07-20 08:05 |  | Ruben Zamora | Vernon Health & Environmental Control Department | CUPA
10472926 | VERN | CFS Vernon CUPA | 90168241 | CFS 101 Vernon | 5415 S Santa Fe Ave | Vernon | 90058 | 33.9932 | -118.2307 | Confirmed/Updated Information | Motor Vehicle Fueling | 44052018 | Tank Operator | 4 | No |  | Denari Vernon, LLC | (818) 884-2200 | 21031 Warner Center Lane, Suite C | Woodland Hills | CA | 91367 | United States | Denari Vernon, LLC | (818) 884-2200 | 21031 Warner Center Lane, Suite C | Woodland Hills | CA | 91367 | United States | Non-Government | Cardlock Fuels System, LLC | (714)516-7365 | 1800 West Katella Ave | Orange | CA | 92867 | United States | No | No | No | No | No | No | Yes | No | No | No | [5 empty] | 2024-03-07 11:01 | 2024-03-07 14:55 |  | Carmen Ellis | Vernon Health & Environmental Control Department | CUPA
10484197 | VERN | RELIABLE FUNDING INC | 90410932 | RELIABLE FUNDING INC | 2634 E 26th St | Vernon | 90058 | 34.0134 | -118.2235 | Permanent Facility Closure | Motor Vehicle Fueling | 44NONE | Tank Owner | 0 | No |  | RELIABLE FUNDING INC | 8184293462 | 2634 E. 26th Street | Vernon | CA | 90058 | United States | ELENA SHAKHPAZYAN | 8184293462 | 2634 E. 26th Street | Vernon | CA | 90058 | United States | Non-Government | RELIABLE FUNDING INC | 8184293462 | 2634 E. 26th Street | Vernon | CA | 90058 | United States | No | No | Yes | No | No | No | No | No | No | No |  |  | RELIABLE FUNDING INC | Gen Manager | 8184293462 | 2024-07-22 16:31 | 2024-07-22 16:33 |  | DO DO | Vernon Health & Environmental Control Department | CUPA
10489996 | VERN | City of Vernon | 90397123 | County of Los Angeles Fire Station #52 | 4301 S Santa Fe Ave | Vernon | 90058 | 34.0054 | -118.2303 | Confirmed/Updated Information | Motor Vehicle Fueling | 44010887 | Facility Owner | 1 | No |  | City of Vernon | 323-583-8811 | 4305 Santa Fe Avenue | Vernon | CA | 90058 | United States | City of Vernon | 323-583-8811 | 4305 Santa Fe Avenue | Vernon | CA | 90058 | United States | Local Agency/District | City of Vernon. | 323-583-8811 | 4305 Santa Fe Avenue | Vernon | CA | 90058 | United States | Yes | No | No | No | No | No | No | No | No | No |  |  | Scott Rigg | PW & Water Sup | 323-583-8811 | 2024-01-11 16:18 | 2024-01-30 07:35 |  | Tho Do | Vernon Health & Environmental Control Department | CUPA
10735381 |  | VERNON PETROLEUM | 90691636 | VERNON SOTO INC. | 3031 E Vernon Ave | Vernon | 90058 | 34.0058 | -118.2201 | Transfer Permit | Motor Vehicle Fueling | 206218176 | Tank Owner | 4 | No |  | Dale Anderson,Trustee of the Dale Anderson 1999 Revocable Trust | 3108675988 | 144 N Verdugo Rd | Glendale | CA | 91206 | United States | VERNON SOTO INC. | 3108675988 | 144 N Verdugo Rd | Glendale | CA | 91206 | United States | Non-Government | VERNON SOTO INC. | 3108675988 | 144 N Verdugo Rd | Glendale | CA | 91206 | United States | No | No | No | No | No | No | Yes | No | No | No | [5 empty] | 2024-01-16 13:42 | 2024-02-12 09:24 |  | Carmen Ellis | Vernon Health & Environmental Control Department | CUPA

## UST Tank & Monitoring Plan Info
Facility Identification and Location | [7 empty] | General UST Tank Permit Info | [10 empty] | Tank Use and Contents |  |  |  |  | Tank Construction |  |  |  |  | Tank Overfill Prevention |  |  |  | Product / Waste Piping Construction | [6 empty] | Vent Piping Construction |  |  |  | Vent Piping Transition Sumps | Vapor Recovery (VR) Piping Construction |  |  |  | Riser / Fill Pipe Piping Construction |  |  |  | Fill Components Installed |  |  | Under Dispenser Containment (UDC) |  |  | Corrosion Prevention |  |  | UST Tank Certification / Applicant Information |  |  | Equipment Testing and Preventive Maintenance |  | Site Plot Plan Submitted | Continuous Electronic Tank Monitoring | [5 empty] | Automatic Tank Gauging | [8 empty] | Monthly Statistical Inventory Reconciliation | Weekly Manual Tank Gauge |  | Tank Integrity Testing |  |  | Other Tank Monitoring |  | Continuous Monitoring of Piping Secondary Containment | [7 empty] | Mechanical Line Leak Detector Performs 3 GPH Leak Test |  |  | Electronic Line Leak Detector Performs 3 GPH Leak Test | [5 empty] | Pipeline Integrity Testing |  |  | Visual Pipeline Monitoring |  | Suction Piping Meets Exemption Criteria | No Regulated Piping Per Health and Safety Code, Division 20, Chapter 6.7 Is Connected To The Tank System | Other Pipeline Monitoring |  | Under Dispenser Containment (UDC) Monitoring | [12 empty] | Periodic System Testing |  |  | Recordkeeping | [7 empty] | Training | [9 empty] | Comments and Additional Information | Personnel Responsibilities |  |  |  | UST Monitoring Plan Certification / Applicant Information |  |  |  | Submittal / Acceptance Information |  |  | Regulator Information
1a | 1 |  |  | 3 | 103 | 104 |  | 430 | 432 | 432-a | 433 | 434 | 436 | 435 | 430-a | 430-b | 437 | 438 | 439 | 439a | 440 | 440a | 440b | 443 | 444 | 444a | 445 | 445a | 452a | 452b | 452c | 452d | 460 | 458 | 464 | 464a | 464b | 464c | 464d | 464e | 464e1 | 464f | 464f1 | 464i | 464g | 464g1 | 464h | 464h1 | 464j | 464j1 | 464k | 464k1 | 451-a | 451-b | 451-c | 469a | 469b | 469c | 448a | 448b | 448c | 470 | 471 | 472 | 490-3a | 490-3b | 490-4 | 490-5 | 490-6 | 490-7 | 490-8 | 490-9 | 490-10 | 490-11 | 490-12 | 490-13 | 490-14 | 490-15 | 490-16 | 490-17 | 490-18 | 490-19 | 490-20 | 490-21 | 490-22 | 490-23 | 490-24 | 490-25 | 490-26 | 490-27 | 490-28 | 490-29 | 490-30 | 490-31 | 490-32 | 490-33 | 490-34 | 490-35 | 490-36 | 490-37 | 490-38 | 490-39 | 490-40 | 490-41 | 490-42 | 490-43 | 490-44 | 490-45 | 490-46 | 490-47 | 490-48 | 490-49 | 490-50 | 490-51 | 490-52 | 490-53 | 490-54a | 490-54b | 490-55 | 490-56 | 490-57 | 490-58 | 490-59 | 490-60 | 490-61 | 490-62 | 490-63 | 490-64a | 490-64b | 490-65 | 490-66 | 490-67 | 490-68a | 490-68b | 490-68c | 490-68d | 490-68e | 490-68f | 490-68g | 490-68h | 490-69a | 490-69b | 490-69c | 490-69d | 490-69e | 490-69f | 490-69g | 490-69h | 490-69i | 490-70 | 490-71 | 490-72 | 490-73 | 490-74 | 490-75 | 490-76 | 490-77 | 490-78 | 490-79
CERS ID | Facility ID | Organization Name | Organization Code | Facility Name | Facility Street Address | Facility City | Facility ZIP Code | Type of Action | Tank ID # | CERS TankID | Tank Manufacturer | Tank Configuration | Tank Capacity In Gallons | Date UST System Installed | Date UST Permanently Closed | Date Existing UST Discovered | Number of Compartments in the Unit | Additional Description | Tank Use | Specify Other Tank Use | Tank Contents | Specify Other Petroleum | Specify Other Non-Petroleum | Type of Tank | Tank Primary Containment Construction | Other Primary Containment Construction | Tank Secondary Containment Construction | Other Secondary Containment Construction | Audible/ Visual Alarms | Ball Float | Fill Tube Shut-Off Valve | Exempt | Piping Construction | Piping System Type | Primary Containment Construction | Other Primary Containment Construction | Secondary Containment Construction | Other Secondary Containment Construction | Piping/Turbine Containment Sump | Primary Containment Construction | Other Primary Containment Construction | Secondary Containment Construction | Other Secondary Containment Construction | Vent Piping Transition Sumps | Primary Containment Construction | Other Primary Containment Construction | Secondary Containment Construction | Other Secondary Containment Construction | Primary Containment Construction | Other Primary Containment Construction | Secondary Containment Construction | Other Secondary Containment Construction | Spill Bucket Installed | Striker Plate / Bottom Protector Installed | Containment Sump | Construction Type | Construction Material | Other Construction Material | Sacrificial Anode | Impressed Current | Isolation | Date Certified | Applicant Name | Applicant Title | Monitoring Equipment Serviced | Other Frequency of Monitoring Equipment Service | Site Plot Plan Submitted | Continuous Electronic Tank Monitoring | Tank Secondary Containment System | Electronic Monitor Panel Manufacturer | Electronic Monitor Panel Model # | Leak Sensor Manufacturer | Leak Sensor Model # | Automatic Tank Gauging | ATG Panel Manufacturer | ATG Model # | In-Tank Probe Manufacturer | In-tank Probe Model # | Tank Leak Test Frequency | Other Leak Test Frequency | Programmed Tank Tests | Other Programmed Tests | Monthly Statistical Inventory Reconciliation | Weekly Manual Tank Gauge | Tank Gauging Test Period | Tank Integrity Testing | Tank Integrity Testing Frequency | Other Tank Integrity Testing Frequency | Other Monitoring | Specify Other Monitoring | Continuous Monitoring of Piping Secondary Containment | Piping Secondary Containment | Panel Manufacturer | Panel Model # | Leak Sensor Manufacturer | Leak Sensor Model # | Leak Alarm Triggers Automatic Pump Shutdown | Failure/Disconnect Triggers Pump Shutdown | Mechanical Line Leak Detector Performs 3 GPH Leak Test | MLLD Manufacturer | MLLD Model # | Electronic Line Leak Detector Performs 3 GPH Leak Test | ELLD Manufacturer | ELLD Model # | ELLD Programmed In-Line Testing | ELLD Triggers Automatic Pump Shutdown | ELLD Failure/Disconnect Triggers Automatic Shutdown | Pipeline Integrity Testing | Pipeline Integrity Testing Frequency | Other Pipeline Integrity Testing Frequency | Visual Pipeline Monitoring | Visual Pipeline Monitoring Frequency | Suction Piping Meets Exemption Criteria | No Regulated Piping Per Health and Safety Code, Division 20, Chapter 6.7 Is Connected To The Tank System | Other Pipeline Monitoring | Other Pipeline Monitoring Description | UDC Monitoring | Other UDC Monitoring | UDC Panel Manufacturer | UDC Panel Model # | UDC Leak Sensor Manufacturer | UDC Leak Sensor Model # | Detection of Leak into UDC Triggers Audible and Visual Alarms | UDC Leak Alarm Triggers Automatic Pump Shutdown | Failure/Disconnection of UDC Monitoring System Triggers Automatic Pump Shutdown | UDC Monitoring Stops Flow of Product at Dispenser | UDC Construction | UDC Secondary Containment Monitoring | Leak Within Secondary Containment of UDC Causes Audible and Visual Alarms | ELD Testing | Secondary Containment Testing | Spill Bucket Testing | Alarm Logs | Visual Inspection Records | Tank Integrity Testing Results | SIR Testing Results | Tank Gauging Results | ATG Testing Results | Corrosion Protection Logs | Equipment Maintenance and Calibration Records | Personnel with UST Monitoring Responsibilities are Familiar with Training Documents | UST Monitoring Plan | Operating Manuals | CA UST Regulations | CA UST Law | SWRCB Handbook for Tank Owners - Manual and SIR | SWRCB Publication: Understanding Automatic Tank Gauging Systems | Other Training Documents | Other Training Documents Description | Designated Operator Training | Comments and Additional Information | Name of First Person Having Responsibility | Title of First Person Having Responsibility | Name of Second Person Having Responsibility | Title of Second Person Having Responsibility | Signature Representation | Signature Date | Applicant Name | Applicant Title | Date Submitted to CERS | Date Accepted by Regulator | Regulator Agent Name | Regulator Name | Regulator Type
10154957 |  | CalPortland Company | 90128524 | Catalina Pacific Concrete, Alameda | 1862 East 27th St. | Vernon | 90058 | UST Removal | 20K | 10154957-001 | Joor Plasteel | A Stand-alone Tank | 20000 | 1986-01-01 | 2021-05-24 |  | 1 |  | Motor Vehicle Fueling |  | Diesel |  |  | Double Wall | Steel |  | Steel |  | No | Yes | Yes | No | Double-walled | Pressure | Fiberglass |  | Fiberglass |  | Single-walled | Fiberglass |  | None |  | None | None |  | None |  | Steel |  | None |  | Yes | Yes | Yes | Single-walled | Steel |  | No | No | No |  | Irene C. Zamorano | Environmental Manager | Annually |  | Site Plan Previously Submitted | Yes | Dry | Veeder Root | TLS-300C | Veeder Root | 420 | No | [8 empty] | No | No |  | No |  |  | No |  | Yes | Dry | Veeder Root | TLS-300C | Veeder Root | 208 | Yes | Yes | Yes | Red Jacket | FX1DV | No | [5 empty] | No |  |  | No |  | No | No | No |  | Float and Chain Assembly | [5 empty] | No | No | No | Yes | Single-walled |  |  | No | Yes | Yes | Yes | Yes | No | No | No | No | No | Yes | Yes | [8 empty] | Yes |  | Basil Ortiz | Operation's Manager | Pete Pacheco | Sr. Operation's Manager | Authorized Representative of Owner |  | Irene C. Zamorano | Environmental Manager | 2022-08-16 13:07 | 2022-08-31 14:52 | Ruben Zamora | Vernon Health & Environmental Control Department | CUPA
10154957 |  | CalPortland Company | 90128524 | Catalina Pacific Concrete, Alameda | 1862 East 27th St. | Vernon | 90058 | UST Removal | 10K | 10154957-002 | Joor Plasteel | A Stand-alone Tank | 10000 | 1986-01-01 | 2021-05-24 |  | 1 |  | Motor Vehicle Fueling |  | Diesel |  |  | Double Wall | Steel |  | Steel |  | No | Yes | Yes | No | Double-walled | Pressure | Fiberglass |  | Fiberglass |  | Single-walled | Fiberglass |  | None |  | None | None |  | None |  | Steel |  | None |  | Yes | Yes | Yes | Single-walled | Steel |  | No | No | No |  | Irene Zamorano | Environmental Manager | Annually |  | Site Plan Previously Submitted | Yes | Dry | Veeder Root | TLS-300C | Veeder Root | 420 | No | [8 empty] | No | No |  | No |  |  | No |  | Yes | Dry | Veeder Root | TLS-300C | Veeder Root | 208 | Yes | Yes | Yes | Red Jacket | FX1DV | No | [5 empty] | No |  |  | No |  | No | No | No |  | Float and Chain Assembly | [5 empty] | No | No | No | Yes | Single-walled |  |  | No | Yes | Yes | Yes | Yes | No | No | No | No | No | Yes | Yes | [8 empty] | Yes | Replaced the red jacket turbine motor in north diesel tank sump (same as existing turbine)on November 6, 2015. Monitoring System Certification test was completed and passed on 11/16/2015. Test results uploaded to "Miscellaneous State-Required Documents" | Basil Ortiz | Operation's Manager | Pete Pacheco | Sr. Operation's Manager | Authorized Representative of Owner |  | Irene Zamorano | Environmental Manager | 2022-08-16 13:07 | 2022-08-31 14:52 | Ruben Zamora | Vernon Health & Environmental Control Department | CUPA
10155429 |  | Evonik Corporation - LA (East) | 90696937 | Evonik Corporation - LA (East) | 3305 East 26th Street | Vernon | 90058 | Confirmed/Updated Information | 3895 | 10155429-001 | Howard Frabricators | A Stand-alone Tank | 12000 | 1998-10-01 |  |  | 1 | MIBK Raw Material Storage (D-8000) | Chemical Product Storage |  | Other Non-petroleum |  | Methyl Isobutyl Ketone (MIBK) | Double Wall | Steel |  | Other |  | Yes | No | No | No | Single-walled | Conventional Suction | Steel |  | None |  | None | None |  | None |  | None | None |  | None |  | Steel |  | Steel |  | Fill Components Installed 451-a: No; Fill Components Installed 451-b: Yes; Fill Components Installed 451-c: No; Under Dispenser Containment (UDC) 469a: No Dispensers; Under Dispenser Containment (UDC) 469b: None; Corrosion Prevention 448a: No; Corrosion Prevention 448b: No; Corrosion Prevention 448c: Yes; Equipment Testing and Preventive Maintenance 490-3a: Annually; Site Plot Plan Submitted 490-4: Site Plan Previously Submitted; Continuous Electronic Tank Monitoring 490-5: Yes; Continuous Electronic Tank Monitoring 490-6: Dry; Continuous Electronic Tank Monitoring 490-7: Veeder Root; Continuous Electronic Tank Monitoring 490-8: TLS-300C; Continuous Electronic Tank Monitoring 490-9: Veeder Root; Continuous Electronic Tank Monitoring 490-10: 420; Automatic Tank Gauging 490-11: No; Monthly Statistical Inventory Reconciliation 490-20: No; Weekly Manual Tank Gauge 490-21: No; Tank Integrity Testing 490-23: No; Other Tank Monitoring 490-26: No; Continuous Monitoring of Piping Secondary Containment 490-28: No; Mechanical Line Leak Detector Performs 3 GPH Leak Test 490-36: No; Electronic Line Leak Detector Performs 3 GPH Leak Test 490-39: No; Pipeline Integrity Testing 490-45: No; Visual Pipeline Monitoring 490-48: Yes; Suction Piping Meets Exemption Criteria 490-50: No; No Regulated Piping Per Health and Safety Code, Division 20, Chapter 6.7 Is Connected To The Tank System 490-51: No; Other Pipeline Monitoring 490-52: No; Under Dispenser Containment (UDC) Monitoring 490-54a: No Dispensers; Periodic System Testing 490-65: No; Periodic System Testing 490-66: Yes; Periodic System Testing 490-67: No; Recordkeeping 490-68a: Yes; Recordkeeping 490-68b: Yes; Recordkeeping 490-68c: Yes; Recordkeeping 490-68d: No; Recordkeeping 490-68e: No; Recordkeeping 490-68f: No; Recordkeeping 490-68g: No; Recordkeeping 490-68h: Yes; Training 490-69a: Yes; Training 490-70: Yes; Comments and Additional Information 490-71: Above ground conventional suction piping needs to have visual monitoring according to title 23 section 2632(c); Personnel Responsibilities 490-72: Conde, Jose; Personnel Responsibilities 490-73: Maintenance Manager; Personnel Responsibilities 490-74: Martinez, Juan; Personnel Responsibilities 490-75: Maintenance Lead | 2024-03-25 17:54 | 2024-03-27 08:10 | Ruben Zamora | Vernon Health & Environmental Control Department | CUPA
10155429 |  | Evonik Corporation - LA (East) | 90696937 | Evonik Corporation - LA (East) | 3305 East 26th Street | Vernon | 90058 | Confirmed/Updated Information | 3893 | 10155429-003 | Howard Frabricators | A Stand-alone Tank | 12000 | 1998-10-01 |  |  | 1 | o-Xylene Raw Material Storage (D-8200) | Chemical Product Storage |  | Other Non-petroleum |  | ortho-Xylene (o-xylene) | Double Wall | Steel |  | Other |  | Yes | No | No | No | Single-walled | Conventional Suction | Steel |  | None |  | None | None |  | None |  | None | None |  | None |  | Steel |  | Steel |  | Fill Components Installed 451-a: No; Fill Components Installed 451-b: Yes; Fill Components Installed 451-c: No; Under Dispenser Containment (UDC) 469a: No Dispensers; Under Dispenser Containment (UDC) 469b: None; Corrosion Prevention 448a: No; Corrosion Prevention 448b: No; Corrosion Prevention 448c: Yes; Equipment Testing and Preventive Maintenance 490-3a: Annually; Site Plot Plan Submitted 490-4: Site Plan Previously Submitted; Continuous Electronic Tank Monitoring 490-5: Yes; Continuous Electronic Tank Monitoring 490-6: Dry; Continuous Electronic Tank Monitoring 490-7: Veeder Root; Continuous Electronic Tank Monitoring 490-8: TLS-300C; Continuous Electronic Tank Monitoring 490-9: Veeder Root; Continuous Electronic Tank Monitoring 490-10: 420; Automatic Tank Gauging 490-11: No; Monthly Statistical Inventory Reconciliation 490-20: No; Weekly Manual Tank Gauge 490-21: No; Tank Integrity Testing 490-23: No; Other Tank Monitoring 490-26: No; Continuous Monitoring of Piping Secondary Containment 490-28: No; Mechanical Line Leak Detector Performs 3 GPH Leak Test 490-36: No; Electronic Line Leak Detector Performs 3 GPH Leak Test 490-39: No; Pipeline Integrity Testing 490-45: No; Visual Pipeline Monitoring 490-48: Yes; Suction Piping Meets Exemption Criteria 490-50: No; No Regulated Piping Per Health and Safety Code, Division 20, Chapter 6.7 Is Connected To The Tank System 490-51: No; Other Pipeline Monitoring 490-52: No; Under Dispenser Containment (UDC) Monitoring 490-54a: No Dispensers; Periodic System Testing 490-65: No; Periodic System Testing 490-66: Yes; Periodic System Testing 490-67: No; Recordkeeping 490-68a: Yes; Recordkeeping 490-68b: Yes; Recordkeeping 490-68c: Yes; Recordkeeping 490-68d: No; Recordkeeping 490-68e: No; Recordkeeping 490-68f: No; Recordkeeping 490-68g: No; Recordkeeping 490-68h: Yes; Training 490-69a: Yes; Training 490-70: Yes; Comments and Additional Information 490-71: Above ground conventional suction piping needs to have visual monitoring according to title 23 section 2632(c); Personnel Responsibilities 490-72: Conde, Jose; Personnel Responsibilities 490-73: Maintenance Manager; Personnel Responsibilities 490-74: Martinez, Juan; Personnel Responsibilities 490-75: Maintenance Lead | 2024-03-25 17:54 | 2024-03-27 08:10 | Ruben Zamora | Vernon Health & Environmental Control Department | CUPA
10155429 |  | Evonik Corporation - LA (East) | 90696937 | Evonik Corporation - LA (East) | 3305 East 26th Street | Vernon | 90058 | Confirmed/Updated Information | 3894 | 10155429-002 | Howard Frabricators | A Stand-alone Tank | 12000 | 1998-10-01 |  |  | 1 | n-Butanol Raw Material Storage (D-8400) | Chemical Product Storage |  | Other Non-petroleum |  | n-Butyl Alcohol (n-Butanol) | Double Wall | Steel |  | Other |  | Yes | No | No | No | Single-walled | Conventional Suction | Steel |  | None |  | None | None |  | None |  | None | None |  | None |  | Steel |  | Steel |  | Fill Components Installed 451-a: No; Fill Components Installed 451-b: Yes; Fill Components Installed 451-c: No; Under Dispenser Containment (UDC) 469a: No Dispensers; Under Dispenser Containment (UDC) 469b: None; Corrosion Prevention 448a: No; Corrosion Prevention 448b: No; Corrosion Prevention 448c: Yes; Equipment Testing and Preventive Maintenance 490-3a: Annually; Site Plot Plan Submitted 490-4: Site Plan Previously Submitted; Continuous Electronic Tank Monitoring 490-5: Yes; Continuous Electronic Tank Monitoring 490-6: Dry; Continuous Electronic Tank Monitoring 490-7: Veeder Root; Continuous Electronic Tank Monitoring 490-8: TLS-300C; Continuous Electronic Tank Monitoring 490-9: Veeder Root; Continuous Electronic Tank Monitoring 490-10: 420; Automatic Tank Gauging 490-11: No; Monthly Statistical Inventory Reconciliation 490-20: No; Weekly Manual Tank Gauge 490-21: No; Tank Integrity Testing 490-23: No; Other Tank Monitoring 490-26: No; Continuous Monitoring of Piping Secondary Containment 490-28: No; Mechanical Line Leak Detector Performs 3 GPH Leak Test 490-36: No; Electronic Line Leak Detector Performs 3 GPH Leak Test 490-39: No; Pipeline Integrity Testing 490-45: No; Visual Pipeline Monitoring 490-48: Yes; Suction Piping Meets Exemption Criteria 490-50: No; No Regulated Piping Per Health and Safety Code, Division 20, Chapter 6.7 Is Connected To The Tank System 490-51: No; Other Pipeline Monitoring 490-52: No; Under Dispenser Containment (UDC) Monitoring 490-54a: No Dispensers; Periodic System Testing 490-65: No; Periodic System Testing 490-66: Yes; Periodic System Testing 490-67: No; Recordkeeping 490-68a: Yes; Recordkeeping 490-68b: Yes; Recordkeeping 490-68c: Yes; Recordkeeping 490-68d: No; Recordkeeping 490-68e: No; Recordkeeping 490-68f: No; Recordkeeping 490-68g: No; Recordkeeping 490-68h: Yes; Training 490-69a: Yes; Training 490-70: Yes; Comments and Additional Information 490-71: Above ground conventional suction piping needs to have visual monitoring according to title 23 section 2632(c); Personnel Responsibilities 490-72: Conde, Jose; Personnel Responsibilities 490-73: Maintenance Manager; Personnel Responsibilities 490-74: Martinez, Juan; Personnel Responsibilities 490-75: Maintenance Lead | 2024-03-25 17:54 | 2024-03-27 08:10 | Ruben Zamora | Vernon Health & Environmental Control Department | CUPA
10155429 |  | Evonik Corporation - LA (East) | 90696937 | Evonik Corporation - LA (East) | 3305 East 26th Street | Vernon | 90058 | Confirmed/Updated Information | 3891 | 10155429-005 | Howard Frabricators | A Stand-alone Tank | 40000 | 1992-06-01 |  |  | 1 | Benzyl alcohol Raw Material Storage (8700) | Chemical Product Storage |  | Other Non-petroleum |  | Benzyl Alcohol | Double Wall | Steel |  | Other |  | No | No | Yes | No | Single-walled | Conventional Suction | Steel |  | None |  | None | None |  | None |  | None | None |  | None |  | Steel |  | Steel |  | Fill Components Installed 451-a: No; Fill Components Installed 451-b: Yes; Fill Components Installed 451-c: No; Under Dispenser Containment (UDC) 469a: No Dispensers; Under Dispenser Containment (UDC) 469b: None; Corrosion Prevention 448a: No; Corrosion Prevention 448b: No; Corrosion Prevention 448c: Yes; Equipment Testing and Preventive Maintenance 490-3a: Annually; Site Plot Plan Submitted 490-4: Site Plan Previously Submitted; Continuous Electronic Tank Monitoring 490-5: Yes; Continuous Electronic Tank Monitoring 490-6: Dry; Continuous Electronic Tank Monitoring 490-7: Veeder Root; Continuous Electronic Tank Monitoring 490-8: TLS-300C; Continuous Electronic Tank Monitoring 490-9: Veeder Root; Continuous Electronic Tank Monitoring 490-10: 420; Automatic Tank Gauging 490-11: No; Monthly Statistical Inventory Reconciliation 490-20: No; Weekly Manual Tank Gauge 490-21: No; Tank Integrity Testing 490-23: No; Other Tank Monitoring 490-26: No; Continuous Monitoring of Piping Secondary Containment 490-28: No; Mechanical Line Leak Detector Performs 3 GPH Leak Test 490-36: No; Electronic Line Leak Detector Performs 3 GPH Leak Test 490-39: No; Pipeline Integrity Testing 490-45: No; Visual Pipeline Monitoring 490-48: Yes; Suction Piping Meets Exemption Criteria 490-50: No; No Regulated Piping Per Health and Safety Code, Division 20, Chapter 6.7 Is Connected To The Tank System 490-51: No; Other Pipeline Monitoring 490-52: No; Under Dispenser Containment (UDC) Monitoring 490-54a: No Dispensers; Periodic System Testing 490-65: No; Periodic System Testing 490-66: Yes; Periodic System Testing 490-67: No; Recordkeeping 490-68a: Yes; Recordkeeping 490-68b: Yes; Recordkeeping 490-68c: Yes; Recordkeeping 490-68d: No; Recordkeeping 490-68e: No; Recordkeeping 490-68f: No; Recordkeeping 490-68g: No; Recordkeeping 490-68h: Yes; Training 490-69a: Yes; Training 490-70: Yes; Comments and Additional Information 490-71: Above ground conventional suction piping needs to have visual monitoring according to title 23 section 2632(c); Personnel Responsibilities 490-72: Conde, Jose; Personnel Responsibilities 490-73: Maintenance Manager; Personnel Responsibilities 490-74: Martinez, Juan; Personnel Responsibilities 490-75: Maintenance Lead | 2024-03-25 17:54 | 2024-03-27 08:10 | Ruben Zamora | Vernon Health & Environmental Control Department | CUPA
10155429 |  | Evonik Corporation - LA (East) | 90696937 | Evonik Corporation - LA (East) | 3305 East 26th Street | Vernon | 90058 | Confirmed/Updated Information | 3892 | 10155429-004 | Howard Frabricators | A Stand-alone Tank | 12000 | 1998-10-01 |  |  | 1 | Formaldehyde Solution (37%) RawMaterial Storage (D-8600) | Chemical Product Storage |  | Other Non-petroleum |  | Formaldehyde Solution (375) | Double Wall | Steel |  | Other |  | Yes | No | No | No | Single-walled | Conventional Suction | Steel |  | None |  | None | None |  | None |  | None | Steel |  | None |  | Steel |  | Steel |  | Fill Components Installed 451-a: No; Fill Components Installed 451-b: Yes; Fill Components Installed 451-c: No; Under Dispenser Containment (UDC) 469a: No Dispensers; Under Dispenser Containment (UDC) 469b: None; Corrosion Prevention 448a: No; Corrosion Prevention 448b: No; Corrosion Prevention 448c: Yes; Equipment Testing and Preventive Maintenance 490-3a: Annually; Site Plot Plan Submitted 490-4: Site Plan Previously Submitted; Continuous Electronic Tank Monitoring 490-5: Yes; Continuous Electronic Tank Monitoring 490-6: Dry; Continuous Electronic Tank Monitoring 490-7: Veeder Root; Continuous Electronic Tank Monitoring 490-8: TLS-300C; Continuous Electronic Tank Monitoring 490-9: Veeder Root; Continuous Electronic Tank Monitoring 490-10: 420; Automatic Tank Gauging 490-11: No; Monthly Statistical Inventory Reconciliation 490-20: No; Weekly Manual Tank Gauge 490-21: No; Tank Integrity Testing 490-23: No; Other Tank Monitoring 490-26: No; Continuous Monitoring of Piping Secondary Containment 490-28: No; Mechanical Line Leak Detector Performs 3 GPH Leak Test 490-36: No; Electronic Line Leak Detector Performs 3 GPH Leak Test 490-39: No; Pipeline Integrity Testing 490-45: No; Visual Pipeline Monitoring 490-48: Yes; Suction Piping Meets Exemption Criteria 490-50: No; No Regulated Piping Per Health and Safety Code, Division 20, Chapter 6.7 Is Connected To The Tank System 490-51: No; Other Pipeline Monitoring 490-52: No; Under Dispenser Containment (UDC) Monitoring 490-54a: No Dispensers; Periodic System Testing 490-65: No; Periodic System Testing 490-66: Yes; Periodic System Testing 490-67: No; Recordkeeping 490-68a: Yes; Recordkeeping 490-68b: Yes; Recordkeeping 490-68c: Yes; Recordkeeping 490-68d: No; Recordkeeping 490-68e: No; Recordkeeping 490-68f: No; Recordkeeping 490-68g: No; Recordkeeping 490-68h: Yes; Training 490-69a: Yes; Training 490-70: Yes; Comments and Additional Information 490-71: Above ground conventional suction piping needs to have visual monitoring according to title 23 section 2632(c); Personnel Responsibilities 490-72: Conde, Jose; Personnel Responsibilities 490-73: Maintenance Manager; Personnel Responsibilities 490-74: Martinez, Juan; Personnel Responsibilities 490-75: Maintenance Lead | 2024-03-25 17:54 | 2024-03-27 08:10 | Ruben Zamora | Vernon Health & Environmental Control Department | CUPA
10156103 | FA0000996 | United Parcel Service, Inc. | 90129202 | United Parcel Service Inc. | 3333 S Downey Rd | Vernon | 90058 | Renewal Permit | 1254 | 10156103-004 | Owens Corning | A Stand-alone Tank | 1000 | 1987-01-01 |  |  | 1 |  | Chemical Product Storage |  | Other Petroleum | New Oil 10W-30 |  | Double Wall | Fiberglass |  | Fiberglass |  | No | No | Yes | No | Double-walled | 23 CCR §2636(a)(3) Suction | Steel |  | Fiberglass |  | None | Fiberglass |  | None |  | None | None |  | None |  | Steel |  | None |  | Yes | Yes | Yes | No Dispensers | None |  | No | No | Yes |  | Tom Cuce | President | Annually |  | Site Plan Previously Submitted | Yes | Liquid-Filled | Veeder Root | TLS-350 | Veeder Root | 302 | Yes | Veeder Root | TLS-350 | Veeder Root | 101 | Weekly |  | 0.2 GPH |  | No | No |  | No |  |  | No |  | Yes | Dry | Veeder Root | TLS-350 | Veeder Root | 205 | No | No | No |  |  | No | [5 empty] | No |  |  | No |  | No | No | No |  | No Dispensers | [12 empty] | No | Yes | Yes | Yes | Yes | No | No | No | No | No | Yes | Yes | [8 empty] | Yes |  | Packham & Toomey | Designated Operator/UST Contractor | PF Services | UST Contractor | Tank Owner/Operator |  | Tom Cuce | President | 2024-06-12 12:14 | 2024-07-23 07:20 | DO DO | Vernon Health & Environmental Control Department | CUPA
10156103 | FA0000996 | United Parcel Service, Inc. | 90129202 | United Parcel Service Inc. | 3333 S Downey Rd | Vernon | 90058 | Renewal Permit | 1251 | 10156103-001 | Owens Corning | A Stand-alone Tank | 10000 | 1987-01-01 |  |  | 1 |  | Motor Vehicle Fueling |  | Diesel |  |  | Double Wall | Fiberglass |  | Fiberglass |  | No | No | Yes | No | Double-walled | Pressure | Fiberglass |  | Fiberglass |  | Single-walled | Fiberglass |  | None |  | None | None |  | None |  | Steel |  | None |  | Yes | Yes | Yes | Single-walled | Rigid Plastic |  | No | No | Yes |  | Tom Cuce | President | Annually |  | Site Plan Previously Submitted | Yes | Liquid-Filled | Veeder Root | TLS-350 | Veeder Root | 302 | No | [8 empty] | No | No |  | No |  |  | No |  | Yes | Dry | Veeder Root | TLS-350 | Veeder Root | 205 | Yes | Yes | Yes | VMI | 99LD2000 | No | [5 empty] | No |  |  | No |  | No | No | No |  | Electronic Stand-alone |  |  |  | Veeder Root | 001 | No | Yes | Yes | No | Single-walled |  |  | No | Yes | Yes | Yes | Yes | No | No | No | No | No | Yes | Yes | [8 empty] | Yes | Please note the master dispensers are continuously monitored, whereas the satellite dispenser are electronic standalone sensors. | Packham & Toomey | Designated Operator/UST Contractor | PF Services | UST Contractor | Tank Owner/Operator |  | Tom Cuce | President | 2024-06-12 12:14 | 2024-07-23 07:20 | DO DO | Vernon Health & Environmental Control Department | CUPA
10156103 | FA0000996 | United Parcel Service, Inc. | 90129202 | United Parcel Service Inc. | 3333 S Downey Rd | Vernon | 90058 | Renewal Permit | 1253 | 10156103-003 | Owens Corning | A Stand-alone Tank | 1000 | 1987-01-01 |  |  | 1 |  | Hazardous Waste (includes used oil) |  | Used Oil |  |  | Double Wall | Fiberglass |  | Fiberglass |  | Yes | No | No | No | Double-walled | Gravity | Steel |  | Fiberglass |  | None | Fiberglass |  | None |  | None | None |  | None |  | Steel |  | None |  | Fill Components Installed 451-a: Yes; Fill Components Installed 451-b: Yes; Fill Components Installed 451-c: Yes; Under Dispenser Containment (UDC) 469a: No Dispensers; Under Dispenser Containment (UDC) 469b: None; Corrosion Prevention 448a: No; Corrosion Prevention 448b: No; Corrosion Prevention 448c: Yes; UST Tank Certification / Applicant Information 471: Tom Cuce; UST Tank Certification / Applicant Information 472: President; Equipment Testing and Preventive Maintenance 490-3a: Annually; Site Plot Plan Submitted 490-4: Site Plan Previously Submitted; Continuous Electronic Tank Monitoring 490-5: Yes; Continuous Electronic Tank Monitoring 490-6: Liquid-Filled; Continuous Electronic Tank Monitoring 490-7: Veeder Root; Continuous Electronic Tank Monitoring 490-8: TLS-350; Continuous Electronic Tank Monitoring 490-9: Veeder Root; Continuous Electronic Tank Monitoring 490-10: 303; Automatic Tank Gauging 490-11: No; Monthly Statistical Inventory Reconciliation 490-20: No; Weekly Manual Tank Gauge 490-21: No; Tank Integrity Testing 490-23: No; Other Tank Monitoring 490-26: No; Continuous Monitoring of Piping Secondary Containment 490-28: Yes; Continuous Monitoring of Piping Secondary Containment 490-29: Dry; Continuous Monitoring of Piping Secondary Containment 490-30: Veeder Root; Continuous Monitoring of Piping Secondary Containment 490-31: TLS-350; Continuous Monitoring of Piping Secondary Containment 490-32: Veeder Root; Continuous Monitoring of Piping Secondary Containment 490-33: 205; Continuous Monitoring of Piping Secondary Containment 490-34: No; Continuous Monitoring of Piping Secondary Containment 490-35: No; Mechanical Line Leak Detector Performs 3 GPH Leak Test 490-36: No; Electronic Line Leak Detector Performs 3 GPH Leak Test 490-39: No; Pipeline Integrity Testing 490-45: No; Visual Pipeline Monitoring 490-48: No; Suction Piping Meets Exemption Criteria 490-50: No; No Regulated Piping Per Health and Safety Code, Division 20, Chapter 6.7 Is Connected To The Tank System 490-51: No; Other Pipeline Monitoring 490-52: No; Under Dispenser Containment (UDC) Monitoring 490-54a: No Dispensers; Periodic System Testing 490-65: No; Periodic System Testing 490-66: Yes; Periodic System Testing 490-67: Yes; Recordkeeping 490-68a: Yes; Recordkeeping 490-68b: Yes; Recordkeeping 490-68c: No; Recordkeeping 490-68d: No; Recordkeeping 490-68e: No; Recordkeeping 490-68f: No; Recordkeeping 490-68g: No; Recordkeeping 490-68h: Yes; Training 490-69a: Yes; Training 490-70: Yes; Personnel Responsibilities 490-72: Packham & Toomey; Personnel Responsibilities 490-73: Designated Operator/UST Contractor; Personnel Responsibilities 490-74: PF Services; Personnel Responsibilities 490-75: UST Contractor; UST Monitoring Plan Certification / Applicant Information 490-76: Tank Owner/Operator; UST Monitoring Plan Certification / Applicant Information 490-78: Tom Cuce; UST Monitoring Plan Certification / Applicant Information 490-79: President | 2024-06-12 12:14 | 2024-07-23 07:20 | DO DO | Vernon Health & Environmental Control Department | CUPA
10156103 | FA0000996 | United Parcel Service, Inc. | 90129202 | United Parcel Service Inc. | 3333 S Downey Rd | Vernon | 90058 | Confirmed/Updated Information | 1252 | 10156103-002 | Owens Corning | A Stand-alone Tank | 10000 | 1987-01-01 |  |  | 1 |  | Motor Vehicle Fueling |  | Diesel |  |  | Double Wall | Fiberglass |  | Fiberglass |  | No | No | Yes | No | Double-walled | Pressure | Fiberglass |  | Fiberglass |  | Single-walled | Fiberglass |  | None |  | None | None |  | None |  | Steel |  | None |  | Yes | Yes | Yes | Single-walled | Rigid Plastic |  | No | No | Yes |  | Tom Cuce | President | Annually |  | Site Plan Previously Submitted | Yes | Liquid-Filled | Veeder Root | TLS-350 | Veeder Root | 302 | No | [8 empty] | No | No |  | No |  |  | No |  | Yes | Dry | Veeder Root | TLS-350 | Veeder Root | 205 | Yes | Yes | Yes | VMI | 99LD2000 | No | [5 empty] | No |  |  | No |  | No | No | No |  | Electronic Stand-alone |  |  |  | Veeder Root | 001 | No | Yes | Yes | No | Single-walled |  |  | No | Yes | Yes | Yes | Yes | No | No | No | No | No | Yes | Yes | [8 empty] | Yes | Please note the master dispensers are continuously monitored, whereas the satellite dispenser are electronic standalone sensors. | Packham & Toomey | Designated Operator/UST Contractor | PF Services | UST Contractor | Tank Owner/Operator |  | Tom Cuce | President | 2024-06-12 12:14 | 2024-07-23 07:20 | DO DO | Vernon Health & Environmental Control Department | CUPA
10174361 | VRN | Penske Truck Leasing Co., L.P. | 90000094 | Penske Truck Leasing Co., LP | 2727 S Santa Fe Ave | Vernon | 90058 | Renewal Permit | 8 | 10174361-001 | Unknown | A Stand-alone Tank | 20000 | 1991-07-01 |  |  | 1 |  | Motor Vehicle Fueling |  | Diesel |  |  | Double Wall | Steel |  | Fiberglass |  | Yes | No | Yes | No | Double-walled | Pressure | Fiberglass |  | Fiberglass |  | Single-walled | Fiberglass |  | Fiberglass |  | None | None |  | None |  | Steel |  | None |  | Yes | Yes | Yes | Single-walled | Rigid Plastic |  | No | No | Yes |  | Brian Yazemboski | Mgr Environmental Svrs | Annually |  | Site Plan Previously Submitted | Yes | Dry | Veeder Root | TLS-350 | Veeder Root | VR-420 | No | [8 empty] | No | No |  | No |  |  | No |  | Yes | Dry | Veeder Root | TLS-350 | Veeder Root | VR-208 | Yes | Yes | Yes | Red Jacket | FX 1 DV/FX 1 V | No | [5 empty] | No |  |  | No |  | No | No | No |  | Continuous |  | Veeder Root | TLS-350 | Veeder Root | VR-208 | Yes | Yes | Yes | Yes | Single-walled |  |  | No | Yes | Yes | Yes | Yes | No | No | No | No | No | Yes | Yes | [7 empty] | CDO on the job training | Yes |  | Noah Limbaugh | District Manager | David San Vicente | Branch Service Manager | Tank Owner/Operator |  | Brian Yazemboski | Mgr Environmental Svrs | 2024-02-23 04:47 | 2024-03-06 11:01 | Carmen Ellis | Vernon Health & Environmental Control Department | CUPA
10174361 | VRN | Penske Truck Leasing Co., L.P. | 90000094 | Penske Truck Leasing Co., LP | 2727 S Santa Fe Ave | Vernon | 90058 | Renewal Permit | 9 | 10174361-002 | Unknown | A Stand-alone Tank | 12000 | 1991-07-01 |  |  | 1 |  | Motor Vehicle Fueling |  | Regular Unleaded |  |  | Double Wall | Steel |  | Fiberglass |  | Yes | No | Yes | No | Double-walled | Pressure | Fiberglass |  | Fiberglass |  | Single-walled | Fiberglass |  | Fiberglass |  | None | Fiberglass |  | Fiberglass |  | Steel |  | None |  | Yes | Yes | Yes | Single-walled | Rigid Plastic |  | No | No | Yes |  | Brian Yazemboski | Mgr Environmental Svrs | Annually |  | Site Plan Previously Submitted | Yes | Dry | Veeder Root | TLS-350 | Veeder Root | VR-420 | No | [8 empty] | No | No |  | No |  |  | No |  | Yes | Dry | Veeder Root | TLS-350 | Veeder Root | VR-208 | Yes | Yes | Yes | Red Jacket | FX 1 DV/FX 1 V | No | [5 empty] | No |  |  | No |  | No | No | No |  | Continuous |  | Veeder Root | TLS-350 | Veeder Root | VR-208 | Yes | Yes | Yes | Yes | Single-walled |  |  | No | Yes | Yes | Yes | Yes | No | No | No | No | No | Yes | Yes | [7 empty] | CDO On the job training | Yes |  | Noah Limbaugh | District Manager | David San Vicente | Branch Service Manager | Tank Owner/Operator |  | Brian Yazemboski | Mgr Environmental Svrs | 2024-02-23 04:47 | 2024-03-06 11:01 | Carmen Ellis | Vernon Health & Environmental Control Department | CUPA
10398634 | VERN | Robertson's | 90361783 | Robertson's Ready Mix | 3365 E 26th St | Vernon | 90058 | Confirmed/Updated Information | 1 | 10398634-001 | MODERN WELDING | A Stand-alone Tank | 10000 | 1998-10-21 |  |  | 1 |  | Motor Vehicle Fueling |  | Diesel |  |  | Double Wall | Steel |  | Fiberglass |  | No | No | Yes | No | Double-walled | Conventional Suction | Fiberglass |  | Fiberglass |  | Single-walled | Steel |  | None |  | None |  |  |  |  | Steel |  | Steel |  | Fill Components Installed 451-a: Yes; Fill Components Installed 451-b: Yes; Fill Components Installed 451-c: Yes; Under Dispenser Containment (UDC) 469a: Single-walled; Under Dispenser Containment (UDC) 469b: Steel; Corrosion Prevention 448a: No; Corrosion Prevention 448b: No; Corrosion Prevention 448c: Yes; UST Tank Certification / Applicant Information 471: Jackie McEvoy; UST Tank Certification / Applicant Information 472: Environmental Services; Equipment Testing and Preventive Maintenance 490-3a: Annually; Site Plot Plan Submitted 490-4: Site Plan Previously Submitted; Continuous Electronic Tank Monitoring 490-5: Yes; Continuous Electronic Tank Monitoring 490-6: Dry; Continuous Electronic Tank Monitoring 490-7: Veeder-Root TLS; Continuous Electronic Tank Monitoring 490-8: 300C; Continuous Electronic Tank Monitoring 490-9: Veeder Root; Continuous Electronic Tank Monitoring 490-10: 793380-420; Automatic Tank Gauging 490-11: No; Monthly Statistical Inventory Reconciliation 490-20: No; Weekly Manual Tank Gauge 490-21: No; Tank Integrity Testing 490-23: No; Other Tank Monitoring 490-26: No; Continuous Monitoring of Piping Secondary Containment 490-28: Yes; Continuous Monitoring of Piping Secondary Containment 490-29: Dry; Continuous Monitoring of Piping Secondary Containment 490-30: Veeder Root; Continuous Monitoring of Piping Secondary Containment 490-31: 300C; Continuous Monitoring of Piping Secondary Containment 490-32: Veeder Root; Continuous Monitoring of Piping Secondary Containment 490-33: 794380-208; Continuous Monitoring of Piping Secondary Containment 490-34: Yes; Mechanical Line Leak Detector Performs 3 GPH Leak Test 490-36: Yes; Mechanical Line Leak Detector Performs 3 GPH Leak Test 490-37: Red Jacket; Mechanical Line Leak Detector Performs 3 GPH Leak Test 490-38: FX1DV; Electronic Line Leak Detector Performs 3 GPH Leak Test 490-39: No; Pipeline Integrity Testing 490-45: No; Visual Pipeline Monitoring 490-48: No; Suction Piping Meets Exemption Criteria 490-50: No; No Regulated Piping Per Health and Safety Code, Division 20, Chapter 6.7 Is Connected To The Tank System 490-51: No; Other Pipeline Monitoring 490-52: No; Under Dispenser Containment (UDC) Monitoring 490-54a: Float and Chain Assembly; Under Dispenser Containment (UDC) Monitoring 490-59: No; Under Dispenser Containment (UDC) Monitoring 490-60: No; Under Dispenser Containment (UDC) Monitoring 490-61: Yes; Under Dispenser Containment (UDC) Monitoring 490-62: Yes; Under Dispenser Containment (UDC) Monitoring 490-63: Single-walled; Periodic System Testing 490-65: No; Periodic System Testing 490-66: Yes; Periodic System Testing 490-67: Yes; Recordkeeping 490-68a: Yes; Recordkeeping 490-68b: Yes; Recordkeeping 490-68c: Yes; Recordkeeping 490-68d: No; Recordkeeping 490-68e: No; Recordkeeping 490-68f: No; Recordkeeping 490-68g: No; Recordkeeping 490-68h: Yes; Training 490-69a: Yes; Training 490-70: Yes; Personnel Responsibilities 490-72: Andy Arthur; Personnel Responsibilities 490-73: Environmental Director; Personnel Responsibilities 490-74: Steve Martinez; Personnel Responsibilities 490-75: Area Manager | 2024-03-21 11:18 | 2024-03-27 09:33 | Tho Do | Vernon Health & Environmental Control Department | CUPA
10403206 | VERN | Torrance Logistics Company LLC | 90367270 | Torrance Logistics Company LLC - Vernon Terminal | 2709 E 37th St | Vernon | 90058 | Confirmed/Updated Information | 4415 | 10403206-001 | xerxes | A Stand-alone Tank | 20000 | 1991-01-01 |  |  | 1 | Truck Rack Spill Tank | Other |  | Other Petroleum | Diesel/Unleaded Spills | Washdown water | Double Wall | Fiberglass |  | Fiberglass |  | Yes | No | No | No | Single-walled | Gravity | Steel |  | None |  | Single-walled | Steel |  | None |  | None | None |  | None |  | Steel |  | None |  | Fill Components Installed 451-a: Yes; Fill Components Installed 451-b: Yes; Fill Components Installed 451-c: Yes; Under Dispenser Containment (UDC) 469a: No Dispensers; Corrosion Prevention 448a: No; Corrosion Prevention 448b: No; Corrosion Prevention 448c: Yes; UST Tank Certification / Applicant Information 471: Greg Johnson; UST Tank Certification / Applicant Information 472: Terminal Superintendent; Equipment Testing and Preventive Maintenance 490-3a: Annually; Site Plot Plan Submitted 490-4: New Plan Submitted; Continuous Electronic Tank Monitoring 490-5: Yes; Continuous Electronic Tank Monitoring 490-6: Dry; Continuous Electronic Tank Monitoring 490-7: Universal Sensing & Devic; Continuous Electronic Tank Monitoring 490-8: Leak Alert LX-04; Continuous Electronic Tank Monitoring 490-9: Univerisal Sensing &; Continuous Electronic Tank Monitoring 490-10: LALS-1; Automatic Tank Gauging 490-11: No; Monthly Statistical Inventory Reconciliation 490-20: No; Weekly Manual Tank Gauge 490-21: No; Tank Integrity Testing 490-23: No; Other Tank Monitoring 490-26: Yes; Continuous Monitoring of Piping Secondary Containment 490-28: No; Mechanical Line Leak Detector Performs 3 GPH Leak Test 490-36: No; Electronic Line Leak Detector Performs 3 GPH Leak Test 490-39: No; Pipeline Integrity Testing 490-45: No; Visual Pipeline Monitoring 490-48: Yes; Suction Piping Meets Exemption Criteria 490-50: No; No Regulated Piping Per Health and Safety Code, Division 20, Chapter 6.7 Is Connected To The Tank System 490-51: No; Other Pipeline Monitoring 490-52: No; Under Dispenser Containment (UDC) Monitoring 490-54a: No Dispensers; Periodic System Testing 490-65: No; Periodic System Testing 490-66: Yes; Periodic System Testing 490-67: Yes; Recordkeeping 490-68a: Yes; Recordkeeping 490-68b: Yes; Recordkeeping 490-68c: No; Recordkeeping 490-68d: No; Recordkeeping 490-68e: Yes; Recordkeeping 490-68f: No; Recordkeeping 490-68g: No; Recordkeeping 490-68h: Yes; Training 490-69a: Yes; Training 490-70: Yes; Comments and Additional Information 490-71: This site has a Designated UST Operator; Personnel Responsibilities 490-72: Mario Aguilar; Personnel Responsibilities 490-73: Designated UST Operator; Personnel Responsibilities 490-74: Dino Ogaz; Personnel Responsibilities 490-75: Terminal Supervisor; UST Monitoring Plan Certification / Applicant Information 490-76: Facility Owner/Operator; UST Monitoring Plan Certification / Applicant Information 490-78: Greg Johnson; UST Monitoring Plan Certification / Applicant Information 490-79: Terminal Superintendent | 2024-02-08 10:28 | 2024-02-12 16:42 | Tho Do | Vernon Health & Environmental Control Department | CUPA
10403206 | VERN | Torrance Logistics Company LLC | 90367270 | Torrance Logistics Company LLC - Vernon Terminal | 2709 E 37th St | Vernon | 90058 | Confirmed/Updated Information | 4408 | 10403206-003 | Modern Welding | A Stand-alone Tank | 8000 | 1985-01-01 |  |  | 1 | Diesel Additive | Other |  | Other Petroleum | Diesel Additive | Diesel Lubricant Additive | Double Wall | Steel |  | Steel |  | Yes | No | Yes | No | Single-walled | 23 CCR §2636(a)(3) Suction | Steel |  | None |  | Single-walled | Steel |  | None |  | None | None |  | None |  | Steel |  | None |  | Fill Components Installed 451-a: Yes; Fill Components Installed 451-b: No; Fill Components Installed 451-c: No; Under Dispenser Containment (UDC) 469a: No Dispensers; Corrosion Prevention 448a: No; Corrosion Prevention 448b: No; Corrosion Prevention 448c: Yes; UST Tank Certification / Applicant Information 471: Greg Johnson; UST Tank Certification / Applicant Information 472: Terminal Superintendent; Equipment Testing and Preventive Maintenance 490-3a: Annually; Site Plot Plan Submitted 490-4: New Plan Submitted; Continuous Electronic Tank Monitoring 490-5: Yes; Continuous Electronic Tank Monitoring 490-6: Dry; Continuous Electronic Tank Monitoring 490-7: US Industrial; Continuous Electronic Tank Monitoring 490-8: 6202; Continuous Electronic Tank Monitoring 490-9: US Industrial; Continuous Electronic Tank Monitoring 490-10: LF-10-1; Automatic Tank Gauging 490-11: No; Monthly Statistical Inventory Reconciliation 490-20: No; Weekly Manual Tank Gauge 490-21: No; Tank Integrity Testing 490-23: No; Other Tank Monitoring 490-26: Yes; Continuous Monitoring of Piping Secondary Containment 490-28: No; Mechanical Line Leak Detector Performs 3 GPH Leak Test 490-36: No; Electronic Line Leak Detector Performs 3 GPH Leak Test 490-39: No; Pipeline Integrity Testing 490-45: No; Visual Pipeline Monitoring 490-48: Yes; Suction Piping Meets Exemption Criteria 490-50: No; No Regulated Piping Per Health and Safety Code, Division 20, Chapter 6.7 Is Connected To The Tank System 490-51: No; Other Pipeline Monitoring 490-52: No; Under Dispenser Containment (UDC) Monitoring 490-54a: No Dispensers; Periodic System Testing 490-65: No; Periodic System Testing 490-66: Yes; Periodic System Testing 490-67: Yes; Recordkeeping 490-68a: Yes; Recordkeeping 490-68b: Yes; Recordkeeping 490-68c: No; Recordkeeping 490-68d: No; Recordkeeping 490-68e: Yes; Recordkeeping 490-68f: No; Recordkeeping 490-68g: No; Recordkeeping 490-68h: Yes; Training 490-69a: Yes; Training 490-70: Yes; Comments and Additional Information 490-71: This site has a Designated UST Operator; Personnel Responsibilities 490-72: Mario Aguilar; Personnel Responsibilities 490-73: Designated UST Operator; Personnel Responsibilities 490-74: Dino Ogaz; Personnel Responsibilities 490-75: Front Line Supervisor; UST Monitoring Plan Certification / Applicant Information 490-76: Facility Owner/Operator; UST Monitoring Plan Certification / Applicant Information 490-78: Greg Johnson; UST Monitoring Plan Certification / Applicant Information 490-79: Terminal Superintendent | 2024-02-08 10:28 | 2024-02-12 16:42 | Tho Do | Vernon Health & Environmental Control Department | CUPA
10403206 | VERN | Torrance Logistics Company LLC | 90367270 | Torrance Logistics Company LLC - Vernon Terminal | 2709 E 37th St | Vernon | 90058 | Confirmed/Updated Information | 4407 | 10403206-002 | Xerxes | A Stand-alone Tank | 20000 | 1986-01-01 |  |  | 1 | Pumpback Interface Tank - is currently empty, clean, and out of service. | Other |  | Other Petroleum | Unleaded, Diesel, Petroleum Blend |  | Double Wall | Fiberglass |  | Fiberglass |  | No | No | Yes | No | Single-walled | Gravity | Steel |  | None |  | Single-walled | Steel |  | None |  | None | None |  | None |  | Steel |  | None |  | Fill Components Installed 451-a: Yes; Fill Components Installed 451-b: Yes; Fill Components Installed 451-c: Yes; Under Dispenser Containment (UDC) 469a: No Dispensers; Corrosion Prevention 448a: No; Corrosion Prevention 448b: No; Corrosion Prevention 448c: Yes; UST Tank Certification / Applicant Information 471: Greg Johnson; UST Tank Certification / Applicant Information 472: Terminal Superintendent; Equipment Testing and Preventive Maintenance 490-3a: Annually; Site Plot Plan Submitted 490-4: New Plan Submitted; Continuous Electronic Tank Monitoring 490-5: Yes; Continuous Electronic Tank Monitoring 490-6: Dry; Continuous Electronic Tank Monitoring 490-7: US Industrial; Continuous Electronic Tank Monitoring 490-8: 6202; Continuous Electronic Tank Monitoring 490-9: US Industrial; Continuous Electronic Tank Monitoring 490-10: LF-10-2; Automatic Tank Gauging 490-11: No; Monthly Statistical Inventory Reconciliation 490-20: No; Weekly Manual Tank Gauge 490-21: No; Tank Integrity Testing 490-23: No; Other Tank Monitoring 490-26: No; Continuous Monitoring of Piping Secondary Containment 490-28: No; Mechanical Line Leak Detector Performs 3 GPH Leak Test 490-36: No; Electronic Line Leak Detector Performs 3 GPH Leak Test 490-39: No; Pipeline Integrity Testing 490-45: No; Visual Pipeline Monitoring 490-48: Yes; Suction Piping Meets Exemption Criteria 490-50: No; No Regulated Piping Per Health and Safety Code, Division 20, Chapter 6.7 Is Connected To The Tank System 490-51: No; Other Pipeline Monitoring 490-52: No; Under Dispenser Containment (UDC) Monitoring 490-54a: No Dispensers; Periodic System Testing 490-65: No; Periodic System Testing 490-66: Yes; Periodic System Testing 490-67: Yes; Recordkeeping 490-68a: Yes; Recordkeeping 490-68b: Yes; Recordkeeping 490-68c: No; Recordkeeping 490-68d: No; Recordkeeping 490-68e: No; Recordkeeping 490-68f: No; Recordkeeping 490-68g: No; Recordkeeping 490-68h: Yes; Training 490-69a: Yes; Training 490-70: Yes; Comments and Additional Information 490-71: This site has a Designated UST Operator; Personnel Responsibilities 490-72: Mario Aguilar; Personnel Responsibilities 490-73: Designated UST Operator; Personnel Responsibilities 490-74: Dino Ogaz; Personnel Responsibilities 490-75: Terminal Supervisor; UST Monitoring Plan Certification / Applicant Information 490-76: Facility Owner/Operator; UST Monitoring Plan Certification / Applicant Information 490-78: Greg Johnson; UST Monitoring Plan Certification / Applicant Information 490-79: Terminal Superintendent | 2024-02-08 10:28 | 2024-02-12 16:42 | Tho Do | Vernon Health & Environmental Control Department | CUPA
10405258 | VERN | OXFORD VERNON, LLC | 90405493 | OXFORD VERNON, LLC | 3278 E Slauson Ave | Vernon | 90058 | Confirmed/Updated Information | 1-87 | 10405258-001 | MODERN WELDING | A Stand-alone Tank | 12000 | 1989-01-01 |  |  | 1 |  | Motor Vehicle Fueling |  | Regular Unleaded |  |  | Double Wall | Steel |  | Fiberglass |  | Yes | Yes | No | No | Double-walled | Pressure | Fiberglass |  | Fiberglass |  | Single-walled | Fiberglass |  | None |  | None | Fiberglass |  | None |  | Steel |  | Fiberglass |  | Yes | Yes | Yes | Single-walled | Other |  | No | No | Yes |  | SHAHRAM MOKHTARZADEH | OWNER / OPERATOR | Annually |  | Site Plan Previously Submitted | Yes | Dry | VEEDER-ROOT | TLS-350 | VEEDER-ROOT | 420 | No | [8 empty] | No | No |  | No |  |  | No |  | Yes | Dry | VEEDER-ROOT | TLS-350 | VEEDER-ROOT | 208 | Yes | Yes | Yes | RED JACKET | FX1V | No | [5 empty] | No |  |  | No |  | No | No | No |  | Continuous |  | VEEDER-ROOT | TLS-350 | VEEDER-ROOT | 208 | Yes | Yes | Yes | No | Single-walled |  |  | No | Yes | Yes | Yes | No | No | No | No | No | No | Yes | Yes | [8 empty] | Yes | FILL SUMPS HAS VR 208 SENSOR | LEON AHDOOT | OWNER / OPERATOR | KEVIN BIBAYAN | MANAGER | Tank Owner/Operator |  | SHAHRAM MOKHTARZADEH | OWNER / OPERATOR | 2024-01-19 10:15 | 2024-03-14 11:14 | Carmen Ellis | Vernon Health & Environmental Control Department | CUPA
10405258 | VERN | OXFORD VERNON, LLC | 90405493 | OXFORD VERNON, LLC | 3278 E Slauson Ave | Vernon | 90058 | Confirmed/Updated Information | 4-DIESEL | 10405258-004 | MODERN WELDING | A Stand-alone Tank | 12000 | 1989-01-01 |  |  | 1 |  | Motor Vehicle Fueling |  | Diesel |  |  | Double Wall | Steel |  | Fiberglass |  | Yes | Yes | No | No | Double-walled | Pressure | Fiberglass |  | Fiberglass |  | Single-walled | Fiberglass |  | None |  | None | None |  | None |  | Steel |  | Fiberglass |  | Yes | Yes | Yes | Single-walled | Fiberglass |  | No | No | Yes |  | SHAHRAM MOKHTARZADEH | OWNER / OPERATOR | Annually |  | Site Plan Previously Submitted | Yes | Dry | VEEDER-ROOT | TLS-350 | VEEDER-ROOT | 420 | No | [8 empty] | No | No |  | No |  |  | No |  | Yes | Dry | VEEDER-ROOT | TLS-350 | VEEDER-ROOT | 208 | Yes | Yes | Yes | VMI | LD2000 | No | [5 empty] | No |  |  | No |  | No | No | No |  | Continuous |  | VEEDER-ROOT | TLS-350 | VEEDER-ROOT | 208 | Yes | Yes | Yes | No | Single-walled |  |  | No | Yes | Yes | Yes | No | No | No | No | No | No | Yes | Yes | [8 empty] | Yes | FILL SUMPS HAS VR 208 SENSOR | LEON AHDOOT | OWNER / OPERATOR | KEVIN BIBAYAN | MANAGER | Tank Owner/Operator |  | SHAHRAM MOKHTARZADEH | OWNER / OPERATOR | 2024-01-19 10:15 | 2024-03-14 11:14 | Carmen Ellis | Vernon Health & Environmental Control Department | CUPA
10405258 | VERN | OXFORD VERNON, LLC | 90405493 | OXFORD VERNON, LLC | 3278 E Slauson Ave | Vernon | 90058 | Confirmed/Updated Information | 3-91 | 10405258-003 | MODERN WELDING | A Stand-alone Tank | 12000 | 1989-01-01 |  |  | 1 |  | Motor Vehicle Fueling |  | Premium Unleaded |  |  | Double Wall | Steel |  | Fiberglass |  | Yes | Yes | No | No | Double-walled | Pressure | Fiberglass |  | Fiberglass |  | Single-walled | Fiberglass |  | None |  | None | Fiberglass |  | None |  | Steel |  | Fiberglass |  | Yes | Yes | Yes | Single-walled | Other |  | No | No | Yes |  | SHAHRAM MOKHTARZADEH | OWNER / OPERATOR | Annually |  | Site Plan Previously Submitted | Yes | Dry | VEEDER-ROOT | TLS-350 | VEEDER-ROOT | 420 | No | [8 empty] | No | No |  | No |  |  | No |  | Yes | Dry | VEEDER-ROOT | TLS-350 | VEEDER-ROOT | 208 | Yes | Yes | Yes | VMI | LD2000 | No | [5 empty] | No |  |  | No |  | No | No | No |  | Continuous |  | VEEDER-ROOT | TLS-350 | VEEDER-ROOT | 208 | Yes | Yes | Yes | No | Single-walled |  |  | No | Yes | Yes | Yes | No | No | No | No | No | No | Yes | Yes | [8 empty] | Yes | FILL SUMPS HAS VR 208 SENSOR | LEON AHDOOT | OWNER / OPERATOR | KEVIN BIBAYAN | MANAGER | Tank Owner/Operator |  | SHAHRAM MOKHTARZADEH | OWNER / OPERATOR | 2024-01-19 10:15 | 2024-03-14 11:14 | Carmen Ellis | Vernon Health & Environmental Control Department | CUPA
10405258 | VERN | OXFORD VERNON, LLC | 90405493 | OXFORD VERNON, LLC | 3278 E Slauson Ave | Vernon | 90058 | Confirmed/Updated Information | 2-87 | 10405258-002 | MODERN WELDING | A Stand-alone Tank | 12000 | 1989-01-01 |  |  | 1 |  | Motor Vehicle Fueling |  | Regular Unleaded |  |  | Double Wall | Steel |  | Fiberglass |  | Yes | Yes | No | No | Double-walled | Pressure | Fiberglass |  | Fiberglass |  | Single-walled | Fiberglass |  | None |  | None | Fiberglass |  | None |  | Steel |  | Fiberglass |  | Yes | Yes | Yes | Single-walled | Other |  | No | No | Yes |  | SHAHRAM MOKHTARZADEH | OWNER / OPERATOR | Annually |  | Site Plan Previously Submitted | Yes | Dry | VEEDER-ROOT | TLS-350 | VEEDER-ROOT | 420 | No | [8 empty] | No | No |  | No |  |  | No |  | Yes | Dry | VEEDER-ROOT | TLS-350 | VEEDER-ROOT | 208 | Yes | Yes | Yes | RED JACKET | FX1V | No | [5 empty] | No |  |  | No |  | No | No | No |  | Continuous |  | VEEDER-ROOT | TLS-350 | VEEDER-ROOT | 208 | Yes | Yes | Yes | No | Single-walled |  |  | No | Yes | Yes | Yes | No | No | No | No | No | No | Yes | Yes | [8 empty] | Yes | FILL SUMPS HAS VR 208 SENSOR | LEON AHDOOT | OWNER / OPERATOR | KEVIN BIBAYAN | MANAGER | Tank Owner/Operator |  | SHAHRAM MOKHTARZADEH | OWNER / OPERATOR | 2024-01-19 10:15 | 2024-03-14 11:14 | Carmen Ellis | Vernon Health & Environmental Control Department | CUPA
10409101 | VERN | Holliday Rock Co., Inc. | 90067552 | Holliday Rock - Vernon | 2822 S Soto St | Vernon | 90058 | Confirmed/Updated Information | 1 | 10409101-001 | Modern Welding | A Stand-alone Tank | 12000 | 1998-07-01 |  |  | 1 |  | Other |  | Diesel |  |  | Double Wall | Steel |  | Fiberglass |  | No | No | Yes | No | Double-walled | Conventional Suction | Fiberglass |  | Fiberglass |  | Single-walled | Fiberglass |  | None |  | None | None |  | None |  | Steel |  | None |  | Fill Components Installed 451-a: Yes; Fill Components Installed 451-b: Yes; Fill Components Installed 451-c: Yes; Under Dispenser Containment (UDC) 469a: Single-walled; Under Dispenser Containment (UDC) 469b: Steel; Corrosion Prevention 448a: No; Corrosion Prevention 448b: No; Corrosion Prevention 448c: Yes; UST Tank Certification / Applicant Information 471: George Smith; UST Tank Certification / Applicant Information 472: Environmental Coordinator; Equipment Testing and Preventive Maintenance 490-3a: Annually; Site Plot Plan Submitted 490-4: Site Plan Previously Submitted; Continuous Electronic Tank Monitoring 490-5: Yes; Continuous Electronic Tank Monitoring 490-6: Dry; Continuous Electronic Tank Monitoring 490-7: Veeder Root; Continuous Electronic Tank Monitoring 490-8: TLS300C; Continuous Electronic Tank Monitoring 490-9: Veeder Root; Continuous Electronic Tank Monitoring 490-10: 794390-420; Automatic Tank Gauging 490-11: No; Monthly Statistical Inventory Reconciliation 490-20: No; Weekly Manual Tank Gauge 490-21: No; Tank Integrity Testing 490-23: No; Other Tank Monitoring 490-26: No; Continuous Monitoring of Piping Secondary Containment 490-28: Yes; Continuous Monitoring of Piping Secondary Containment 490-29: Dry; Continuous Monitoring of Piping Secondary Containment 490-30: Veeder Root; Continuous Monitoring of Piping Secondary Containment 490-31: TLS300C; Continuous Monitoring of Piping Secondary Containment 490-32: Veeder Root; Continuous Monitoring of Piping Secondary Containment 490-33: 794380-208; Continuous Monitoring of Piping Secondary Containment 490-34: No; Continuous Monitoring of Piping Secondary Containment 490-35: No; Mechanical Line Leak Detector Performs 3 GPH Leak Test 490-36: No; Electronic Line Leak Detector Performs 3 GPH Leak Test 490-39: No; Pipeline Integrity Testing 490-45: No; Visual Pipeline Monitoring 490-48: No; Suction Piping Meets Exemption Criteria 490-50: Yes; No Regulated Piping Per Health and Safety Code, Division 20, Chapter 6.7 Is Connected To The Tank System 490-51: No; Other Pipeline Monitoring 490-52: No; Under Dispenser Containment (UDC) Monitoring 490-54a: Float and Chain Assembly; Under Dispenser Containment (UDC) Monitoring 490-59: No; Under Dispenser Containment (UDC) Monitoring 490-60: No; Under Dispenser Containment (UDC) Monitoring 490-61: No; Under Dispenser Containment (UDC) Monitoring 490-62: Yes; Under Dispenser Containment (UDC) Monitoring 490-63: Single-walled; Periodic System Testing 490-65: No; Periodic System Testing 490-66: Yes; Periodic System Testing 490-67: Yes; Recordkeeping 490-68a: Yes; Recordkeeping 490-68b: Yes; Recordkeeping 490-68c: No; Recordkeeping 490-68d: No; Recordkeeping 490-68e: No; Recordkeeping 490-68f: No; Recordkeeping 490-68g: No; Recordkeeping 490-68h: Yes; Training 490-69a: Yes; Training 490-70: Yes; Personnel Responsibilities 490-72: Jarrod Nachreiner; Personnel Responsibilities 490-73: Concrete Operations Manager; Personnel Responsibilities 490-74: Juan Miguel Sunga; Personnel Responsibilities 490-75: Environmental Manager; UST Monitoring Plan Certification / Applicant Information 490-76: Tank Owner/Operator; UST Monitoring Plan Certification / Applicant Information 490-78: George Smith; UST Monitoring Plan Certification / Applicant Information 490-79: Environmental Coordinator | 2024-05-15 15:59 | 2024-05-16 16:17 | Carmen Ellis | Vernon Health & Environmental Control Department | CUPA
10446364 | VERN | Bandini Truck Terminal, Inc. | 90721507 | Bandini Truck Stop Center | 3152 Bandini Blvd. | Vernon | 90058 | Confirmed/Updated Information | 1 | 10446364-001 | Plasteel | One in a Compartmented Unit | 10000 | 1972-01-10 |  |  | 2 | 1 20,000 tank with 2 10,000 compartments | Motor Vehicle Fueling |  | Biodiesel B6 B99 |  | B20 | Double Wall | Steel |  | Fiberglass |  | No | No | Yes | No | Double-walled | Pressure | Steel |  | Fiberglass |  | Single-walled | Steel |  | None |  | Single-walled | Steel |  | Fiberglass |  | Fiberglass |  | None |  | Yes | Yes | Yes | Single-walled | Steel |  | No | No | Yes |  |  |  | Annually |  | Site Plan Previously Submitted | Yes | Dry | VEEDER ROOT | TLS 350 | VEEDER ROOT | 420 | No | [8 empty] | No | No |  | No |  |  | No |  | Yes | Dry | VEEDER ROOT | TLS 350 | VEEDER ROOT | 205 | Yes | Yes | Yes | RED JACKET | FXIDV | No | [5 empty] | No |  |  | No |  | No | No | No |  | Continuous |  | VEEDER ROOT | TLS 350 | VEEDER ROOT | 323 | Yes | Yes | Yes | No | Single-walled |  |  | No | Yes | Yes | Yes | Yes | No | No | No | No | No | Yes | Yes | [8 empty] | Yes |  | Tarek Masri | GENERAL MANAGER | Mohammed Almoradi | Owner/Operator |  |  |  |  | 2023-12-06 11:46 | 2023-12-06 15:16 | Carmen Ellis | Vernon Health & Environmental Control Department | CUPA
10446364 | VERN | Bandini Truck Terminal, Inc. | 90721507 | Bandini Truck Stop Center | 3152 Bandini Blvd. | Vernon | 90058 | Confirmed/Updated Information | 4 | 10446364-004 | JOOR | One in a Compartmented Unit | 10000 | 1972-01-10 |  |  | 2 | 1 20,000 tank with 2 10,000 compartments | Motor Vehicle Fueling |  | Biodiesel B6 B99 |  | B20 | Double Wall | Steel |  | Fiberglass |  | No | No | Yes | No | Double-walled | Pressure | Fiberglass |  | Fiberglass |  | Single-walled | Steel |  | None |  | Single-walled | Steel |  | None |  | Fiberglass |  | None |  | Yes | Yes | Yes | Single-walled | Steel |  | No | No | Yes |  |  |  | Annually |  | Site Plan Previously Submitted | Yes | Dry | VEEDER ROOT | TLS 350 | VEEDER ROOT | 420 | No | [8 empty] | No | No |  | No |  |  | No |  | Yes | Dry | VEEDER ROOT | TLS 350 | VEEDER ROOT | 205 | Yes | Yes | Yes | RED JACKET | FXIDV | No | [5 empty] | No |  |  | No |  | No | No | No |  | Continuous |  | VEEDER ROOT | TLS 350 | VEEDER ROOT | 323 | Yes | Yes | Yes | No | Single-walled |  |  | No | Yes | Yes | Yes | Yes | No | No | No | No | No | Yes | Yes | [8 empty] | Yes |  | Tarek Masri | GENERAL MANAGER | Mohammed Almoradi | Owner/Operator |  |  |  |  | 2023-12-06 11:46 | 2023-12-06 15:16 | Carmen Ellis | Vernon Health & Environmental Control Department | CUPA
10446364 | VERN | Bandini Truck Terminal, Inc. | 90721507 | Bandini Truck Stop Center | 3152 Bandini Blvd. | Vernon | 90058 | Confirmed/Updated Information | 2 | 10446364-002 | Plasteel | One in a Compartmented Unit | 10000 | 1972-01-10 |  |  | 2 | 1 20,000 tank with 2 10,000 compartments | Motor Vehicle Fueling |  | Biodiesel B6 B99 |  | B20 | Double Wall | Steel |  | Fiberglass |  | No | No | Yes | No | Double-walled | Pressure | Steel |  | Fiberglass |  | Single-walled | Steel |  | None |  | Single-walled | Steel |  | None |  | Fiberglass |  | None |  | Yes | Yes | Yes | Single-walled | Steel |  | No | No | Yes |  |  |  | Annually |  | Site Plan Previously Submitted | Yes | Dry | VEEDER ROOT | TLS 350 | VEEDER ROOT | 420 | No | [8 empty] | No | No |  | No |  |  | No |  | Yes | Dry | VEEDER ROOT | TLS 350 | VEEDER ROOT | 205 | Yes | Yes | Yes | RED JACKET | FXIDV | No | [5 empty] | No |  |  | No |  | No | No | No |  | Continuous |  | VEEDER ROOT | TLS 350 | VEEDER ROOT | 323 | Yes | Yes | Yes | No | Single-walled |  |  | No | Yes | Yes | Yes | Yes | No | No | No | No | No | Yes | Yes | [8 empty] | Yes |  | Tarek Masri | GENERAL MANAGER | Mohammed Almoradi | Owner/Operator |  |  |  |  | 2023-12-06 11:46 | 2023-12-06 15:16 | Carmen Ellis | Vernon Health & Environmental Control Department | CUPA
10446364 | VERN | Bandini Truck Terminal, Inc. | 90721507 | Bandini Truck Stop Center | 3152 Bandini Blvd. | Vernon | 90058 | Confirmed/Updated Information | 6 | 10446364-006 | JOOR | One in a Compartmented Unit | 10000 | 1988-01-01 |  |  | 2 | 1 20,000 tank with 2 10,000 compartments | Motor Vehicle Fueling |  | Diesel |  |  | Double Wall | Steel |  | Fiberglass |  | No | No | Yes | No | Double-walled | Pressure | Steel |  | Fiberglass |  | Single-walled | Steel |  | None |  | Single-walled | Steel |  | None |  | Fiberglass |  | None |  | Yes | Yes | Yes | Single-walled | Steel |  | No | No | Yes |  |  |  | Annually |  | Site Plan Previously Submitted | Yes | Dry | VEEDER ROOT | TLS 350 | VEEDER ROOT | 420 | No | [8 empty] | No | No |  | No |  |  | No |  | Yes | Dry | VEEDER ROOT | TLS 350 | VEEDER ROOT | 205 | Yes | Yes | Yes | RED JACKET | FXIDV | No | [5 empty] | No |  |  | No |  | No | No | No |  | Continuous |  | VEEDER ROOT | TLS 350 | VEEDER ROOT | 323 | Yes | Yes | Yes | No | Single-walled |  |  | No | Yes | Yes | Yes | Yes | No | No | No | No | No | Yes | Yes | [8 empty] | Yes |  | Tarek Masri | GENERAL MANAGER | Mohammed Almoradi | Owner/Operator |  |  |  |  | 2023-12-06 11:46 | 2023-12-06 15:16 | Carmen Ellis | Vernon Health & Environmental Control Department | CUPA
10446364 | VERN | Bandini Truck Terminal, Inc. | 90721507 | Bandini Truck Stop Center | 3152 Bandini Blvd. | Vernon | 90058 | Confirmed/Updated Information | 3 | 10446364-003 | JOOR | One in a Compartmented Unit | 10000 | 1972-01-10 |  |  | 2 | 1 20,000 tank with 2 10,000 compartments | Motor Vehicle Fueling |  | Regular Unleaded |  |  | Double Wall | Steel |  | Fiberglass |  | No | No | Yes | No | Double-walled | Pressure | Fiberglass |  | Fiberglass |  | Single-walled | Steel |  | None |  | Single-walled | Steel |  | Fiberglass |  | Fiberglass |  | None |  | Yes | Yes | Yes | Single-walled | Steel |  | No | No | Yes |  |  |  | Annually |  | Site Plan Previously Submitted | Yes | Dry | VEEDER ROOT | TLS 350 | VEEDER ROOT | 420 | No | [8 empty] | No | No |  | No |  |  | No |  | Yes | Dry | VEEDER ROOT | TLS 350 | VEEDER ROOT | 205 | Yes | Yes | Yes | RED JACKET | FXIV | No | [5 empty] | No |  |  | No |  | No | No | No |  | Continuous |  | VEEDER ROOT | TLS 350 | VEEDER ROOT | 323 | Yes | Yes | Yes | No | Single-walled |  |  | No | Yes | Yes | Yes | Yes | No | No | No | No | No | Yes | Yes | [8 empty] | Yes |  | Tarek Masri | GENERAL MANAGER | Mohammed Almoradi | Owner/Operator |  |  |  |  | 2023-12-06 11:46 | 2023-12-06 15:16 | Carmen Ellis | Vernon Health & Environmental Control Department | CUPA
10446364 | VERN | Bandini Truck Terminal, Inc. | 90721507 | Bandini Truck Stop Center | 3152 Bandini Blvd. | Vernon | 90058 | Confirmed/Updated Information | 5 | 10446364-005 | JOOR | One in a Compartmented Unit | 10000 | 1988-01-01 |  |  | 2 | 1 20,000 tank with 2 10,000 compartments | Motor Vehicle Fueling |  | Biodiesel B6 B99 |  | B20 | Double Wall | Steel |  | Fiberglass |  | No | No | Yes | No | Double-walled | Pressure | Steel |  | Fiberglass |  | Single-walled | Steel |  | None |  | Single-walled | Steel |  | None |  | Fiberglass |  | None |  | Yes | Yes | Yes | Single-walled | Steel |  | No | No | Yes |  |  |  | Annually |  | Site Plan Previously Submitted | Yes | Dry | VEEDER ROOT | TLS 350 | VEEDER ROOT | 420 | No | [8 empty] | No | No |  | No |  |  | No |  | Yes | Dry | VEEDER ROOT | TLS 350 | VEEDER ROOT | 205 | Yes | Yes | Yes | RED JACKET | FXIDV | No | [5 empty] | No |  |  | No |  | No | No | No |  | Continuous |  | VEEDER ROOT | TLS 350 | VEEDER ROOT | 323 | Yes | Yes | Yes | No | Single-walled |  |  | No | Yes | Yes | Yes | Yes | No | No | No | No | No | Yes | Yes | [8 empty] | Yes |  | Tarek Masri | GENERAL MANAGER | Mohammed Almoradi | Owner/Operator |  |  |  |  | 2023-12-06 11:46 | 2023-12-06 15:16 | Carmen Ellis | Vernon Health & Environmental Control Department | CUPA
10449976 | VERN | Randall Foods Inc. | 90392290 | HV Randall Foods, LLC | 2905 E 50th St | Vernon | 90058 | Confirmed/Updated Information | 6173 | 10449976-001 | Joor | A Stand-alone Tank | 10000 | 1999-01-30 |  |  | 1 |  | Motor Vehicle Fueling |  | Diesel |  |  | Double Wall | Steel |  | Fiberglass |  | Yes | Yes | Yes | No | Double-walled | Pressure | Fiberglass |  | Fiberglass |  | Single-walled | Fiberglass |  | None |  | None | None |  | None |  | Steel |  | None |  | Yes | Yes | Yes | Single-walled | Rigid Plastic |  | No | No | Yes |  |  |  | Annually |  | Site Plan Previously Submitted | Yes | Dry | Veeder Root | TLS.300.C | Veeder Root | V.R.420 | No | [8 empty] | No | No |  | No |  |  | No |  | Yes | Dry | Veeder Root | TLS.300.C | Veeder Root | VR208 | Yes | Yes | Yes | VMI | 99-LD2000 | No | [5 empty] | No |  |  | No |  | No | No | No |  | Continuous |  | Veeder Root | TLS 300 C | Veeder Root | 208 | Yes | Yes | Yes | Yes | Single-walled |  |  | No | Yes | Yes | Yes | Yes | No | No | No | No | No | Yes | Yes | [7 empty] | Training in accordance with authority cited title 23 section 2632(d)(1), 2632(d)(2), and 2641(h) | Yes |  | Michael RIos | Director EHS | Ruben Quezada | Plant Manager |  |  |  |  | 2023-09-27 09:12 | 2023-12-13 07:48 | Carmen Ellis | Vernon Health & Environmental Control Department | CUPA
10450339 | VERN | A-1 Express Delivery Service Inc. | 90392455 | A-1 Express Delivery Service Inc. | 4520 S Maywood Ave | Vernon | 90058 | UST Removal | 2875 | 10450339-001 | Tucson | A Stand-alone Tank | 10000 | 1899-12-31 | 2015-02-05 |  | 1 |  | Motor Vehicle Fueling |  | Diesel |  |  | Double Wall | Fiberglass |  | Fiberglass |  | No | Yes | No | No | Double-walled | Pressure | Fiberglass |  | Fiberglass |  | Double-walled | Fiberglass |  | Fiberglass |  | Double-walled | None |  | None |  | Fiberglass |  | Fiberglass |  | Yes | No | No | Double-walled | Rigid Plastic |  | No | No | No |  | John Buss | Operations Mgr | Annually |  | New Plan Submitted | Yes | Dry |  |  | Veeder Root | TLS350 | No | [8 empty] | No | No |  | Yes | Annually |  | No |  | Yes | Dry |  |  | Veeder Root | TLS350 | Yes | Yes | Yes | Veeder Root | TLS350 | Yes | [5 empty] | Yes | Every 3 Years |  | Yes |  | No | No | No |  | Continuous |  | Veeter Root | TLS 300C | Veeter Root | 208 | Yes | Yes | Yes | Yes | Single-walled |  |  | No | Yes | Yes | Yes | No | No | No | No | No | No | Yes | Yes | [8 empty] | Yes |  | John Buss | Operations Mgr |  |  | Authorized Representative of Owner |  | John Buss | Operations Mgr | 2023-07-20 18:15 | 2023-07-20 18:18 | Ruben Zamora | Vernon Health & Environmental Control Department | CUPA
10450897 | VERN | Baker Commodities, Inc. | 90392770 | Baker Commodities, Inc. | 4020 Bandini Blvd | Vernon | 90058 | Confirmed/Updated Information | 1391 | 10450897-001 | Joor | A Stand-alone Tank | 10000 | 1987-01-01 |  |  | 1 |  | Motor Vehicle Fueling |  | Regular Unleaded |  |  | Double Wall | Steel |  | Fiberglass |  | No | No | Yes | No | Double-walled | Pressure | Fiberglass |  | Fiberglass |  | Single-walled | Fiberglass |  | None |  | None | Fiberglass |  | None |  | Steel |  | None |  | Fill Components Installed 451-a: Yes; Fill Components Installed 451-b: Yes; Fill Components Installed 451-c: Yes; Under Dispenser Containment (UDC) 469a: Single-walled; Under Dispenser Containment (UDC) 469b: Steel; Corrosion Prevention 448a: No; Corrosion Prevention 448b: No; Corrosion Prevention 448c: Yes; Equipment Testing and Preventive Maintenance 490-3a: Annually; Site Plot Plan Submitted 490-4: Site Plan Previously Submitted; Continuous Electronic Tank Monitoring 490-5: Yes; Continuous Electronic Tank Monitoring 490-6: Dry; Continuous Electronic Tank Monitoring 490-7: Veeder Root; Continuous Electronic Tank Monitoring 490-8: TLS 350 PLUS; Continuous Electronic Tank Monitoring 490-9: Veeder Root; Continuous Electronic Tank Monitoring 490-10: 794390-420; Automatic Tank Gauging 490-11: No; Monthly Statistical Inventory Reconciliation 490-20: No; Weekly Manual Tank Gauge 490-21: No; Tank Integrity Testing 490-23: No; Other Tank Monitoring 490-26: No; Continuous Monitoring of Piping Secondary Containment 490-28: Yes; Continuous Monitoring of Piping Secondary Containment 490-29: Dry; Continuous Monitoring of Piping Secondary Containment 490-30: Veeder Root; Continuous Monitoring of Piping Secondary Containment 490-31: TLS 350 PLUS; Continuous Monitoring of Piping Secondary Containment 490-32: Veeder Root; Continuous Monitoring of Piping Secondary Containment 490-33: 794390-208; Continuous Monitoring of Piping Secondary Containment 490-34: Yes; Continuous Monitoring of Piping Secondary Containment 490-35: No; Mechanical Line Leak Detector Performs 3 GPH Leak Test 490-36: Yes; Mechanical Line Leak Detector Performs 3 GPH Leak Test 490-37: VMI; Mechanical Line Leak Detector Performs 3 GPH Leak Test 490-38: L 2000; Electronic Line Leak Detector Performs 3 GPH Leak Test 490-39: No; Pipeline Integrity Testing 490-45: No; Visual Pipeline Monitoring 490-48: No; Suction Piping Meets Exemption Criteria 490-50: No; No Regulated Piping Per Health and Safety Code, Division 20, Chapter 6.7 Is Connected To The Tank System 490-51: No; Other Pipeline Monitoring 490-52: No; Under Dispenser Containment (UDC) Monitoring 490-54a: Float and Chain Assembly; Under Dispenser Containment (UDC) Monitoring 490-59: No; Under Dispenser Containment (UDC) Monitoring 490-60: No; Under Dispenser Containment (UDC) Monitoring 490-61: No; Under Dispenser Containment (UDC) Monitoring 490-62: Yes; Under Dispenser Containment (UDC) Monitoring 490-63: Single-walled; Periodic System Testing 490-65: No; Periodic System Testing 490-66: Yes; Periodic System Testing 490-67: Yes; Recordkeeping 490-68a: Yes; Recordkeeping 490-68b: Yes; Recordkeeping 490-68c: No; Recordkeeping 490-68d: No; Recordkeeping 490-68e: No; Recordkeeping 490-68f: Yes; Recordkeeping 490-68g: No; Recordkeeping 490-68h: Yes; Training 490-69a: Yes; Training 490-70: Yes; Personnel Responsibilities 490-72: Adrian Franco; Personnel Responsibilities 490-73: Fleet Manager; Personnel Responsibilities 490-74: Manuel Gaspar; Personnel Responsibilities 490-75: Garage Coordinator | 2024-05-03 09:46 | 2024-05-16 14:37 | Tho Do | Vernon Health & Environmental Control Department | CUPA
10450897 | VERN | Baker Commodities, Inc. | 90392770 | Baker Commodities, Inc. | 4020 Bandini Blvd | Vernon | 90058 | Confirmed/Updated Information | 1392 | 10450897-002 | Joor | A Stand-alone Tank | 12000 | 1987-01-01 |  |  | 1 |  | Motor Vehicle Fueling |  | Diesel |  |  | Double Wall | Steel |  | Fiberglass |  | No | No | Yes | No | Double-walled | Pressure | Fiberglass |  | Fiberglass |  | Single-walled | Fiberglass |  | None |  | None | None |  | None |  | Steel |  | None |  | Fill Components Installed 451-a: Yes; Fill Components Installed 451-b: Yes; Fill Components Installed 451-c: Yes; Under Dispenser Containment (UDC) 469a: Single-walled; Under Dispenser Containment (UDC) 469b: Steel; Corrosion Prevention 448a: No; Corrosion Prevention 448b: No; Corrosion Prevention 448c: Yes; Equipment Testing and Preventive Maintenance 490-3a: Annually; Site Plot Plan Submitted 490-4: Site Plan Previously Submitted; Continuous Electronic Tank Monitoring 490-5: Yes; Continuous Electronic Tank Monitoring 490-6: Dry; Continuous Electronic Tank Monitoring 490-7: Veeder Root; Continuous Electronic Tank Monitoring 490-8: TLS 350 PLUS; Continuous Electronic Tank Monitoring 490-9: Veeder Root; Continuous Electronic Tank Monitoring 490-10: 794390-420; Automatic Tank Gauging 490-11: No; Monthly Statistical Inventory Reconciliation 490-20: No; Weekly Manual Tank Gauge 490-21: No; Tank Integrity Testing 490-23: No; Other Tank Monitoring 490-26: No; Continuous Monitoring of Piping Secondary Containment 490-28: Yes; Continuous Monitoring of Piping Secondary Containment 490-29: Dry; Continuous Monitoring of Piping Secondary Containment 490-30: Veeder Root; Continuous Monitoring of Piping Secondary Containment 490-31: TLS 350 PLUS; Continuous Monitoring of Piping Secondary Containment 490-32: Veeder Root; Continuous Monitoring of Piping Secondary Containment 490-33: 794390-208; Continuous Monitoring of Piping Secondary Containment 490-34: Yes; Continuous Monitoring of Piping Secondary Containment 490-35: No; Mechanical Line Leak Detector Performs 3 GPH Leak Test 490-36: Yes; Mechanical Line Leak Detector Performs 3 GPH Leak Test 490-37: VMI; Mechanical Line Leak Detector Performs 3 GPH Leak Test 490-38: L 2000; Electronic Line Leak Detector Performs 3 GPH Leak Test 490-39: No; Pipeline Integrity Testing 490-45: No; Visual Pipeline Monitoring 490-48: No; Suction Piping Meets Exemption Criteria 490-50: No; No Regulated Piping Per Health and Safety Code, Division 20, Chapter 6.7 Is Connected To The Tank System 490-51: No; Other Pipeline Monitoring 490-52: No; Under Dispenser Containment (UDC) Monitoring 490-54a: Float and Chain Assembly; Under Dispenser Containment (UDC) Monitoring 490-59: No; Under Dispenser Containment (UDC) Monitoring 490-60: No; Under Dispenser Containment (UDC) Monitoring 490-61: No; Under Dispenser Containment (UDC) Monitoring 490-62: Yes; Under Dispenser Containment (UDC) Monitoring 490-63: Single-walled; Periodic System Testing 490-65: No; Periodic System Testing 490-66: Yes; Periodic System Testing 490-67: Yes; Recordkeeping 490-68a: Yes; Recordkeeping 490-68b: Yes; Recordkeeping 490-68c: No; Recordkeeping 490-68d: No; Recordkeeping 490-68e: No; Recordkeeping 490-68f: Yes; Recordkeeping 490-68g: No; Recordkeeping 490-68h: Yes; Training 490-69a: Yes; Training 490-70: Yes; Personnel Responsibilities 490-72: Adrian Franco; Personnel Responsibilities 490-73: Fleet Manager; Personnel Responsibilities 490-74: Manuel Gaspar; Personnel Responsibilities 490-75: Garage Coordinator | 2024-05-03 09:46 | 2024-05-16 14:37 | Tho Do | Vernon Health & Environmental Control Department | CUPA
10450897 | VERN | Baker Commodities, Inc. | 90392770 | Baker Commodities, Inc. | 4020 Bandini Blvd | Vernon | 90058 | Confirmed/Updated Information | 1393 | 10450897-003 | Joor | A Stand-alone Tank | 12000 | 1987-01-01 |  |  | 1 |  | Motor Vehicle Fueling |  | Diesel |  |  | Double Wall | Steel |  | Fiberglass |  | No | No | Yes | No | Double-walled | Pressure | Fiberglass |  | Fiberglass |  | Single-walled | Fiberglass |  | None |  | None | None |  | None |  | Steel |  | None |  | Fill Components Installed 451-a: Yes; Fill Components Installed 451-b: Yes; Fill Components Installed 451-c: Yes; Under Dispenser Containment (UDC) 469a: Single-walled; Under Dispenser Containment (UDC) 469b: Steel; Corrosion Prevention 448a: No; Corrosion Prevention 448b: No; Corrosion Prevention 448c: Yes; Equipment Testing and Preventive Maintenance 490-3a: Annually; Site Plot Plan Submitted 490-4: Site Plan Previously Submitted; Continuous Electronic Tank Monitoring 490-5: Yes; Continuous Electronic Tank Monitoring 490-6: Dry; Continuous Electronic Tank Monitoring 490-7: Veeder Root; Continuous Electronic Tank Monitoring 490-8: TLS 350 PLUS; Continuous Electronic Tank Monitoring 490-9: Veeder Root; Continuous Electronic Tank Monitoring 490-10: 794390-420; Automatic Tank Gauging 490-11: No; Monthly Statistical Inventory Reconciliation 490-20: No; Weekly Manual Tank Gauge 490-21: No; Tank Integrity Testing 490-23: No; Other Tank Monitoring 490-26: No; Continuous Monitoring of Piping Secondary Containment 490-28: Yes; Continuous Monitoring of Piping Secondary Containment 490-29: Dry; Continuous Monitoring of Piping Secondary Containment 490-30: Veeder Root; Continuous Monitoring of Piping Secondary Containment 490-31: TLS 350 PLUS; Continuous Monitoring of Piping Secondary Containment 490-32: Veeder Root; Continuous Monitoring of Piping Secondary Containment 490-33: 794390-208; Continuous Monitoring of Piping Secondary Containment 490-34: Yes; Continuous Monitoring of Piping Secondary Containment 490-35: No; Mechanical Line Leak Detector Performs 3 GPH Leak Test 490-36: Yes; Mechanical Line Leak Detector Performs 3 GPH Leak Test 490-37: VMI; Mechanical Line Leak Detector Performs 3 GPH Leak Test 490-38: L 2000; Electronic Line Leak Detector Performs 3 GPH Leak Test 490-39: No; Pipeline Integrity Testing 490-45: No; Visual Pipeline Monitoring 490-48: No; Suction Piping Meets Exemption Criteria 490-50: No; No Regulated Piping Per Health and Safety Code, Division 20, Chapter 6.7 Is Connected To The Tank System 490-51: No; Other Pipeline Monitoring 490-52: No; Under Dispenser Containment (UDC) Monitoring 490-54a: Float and Chain Assembly; Under Dispenser Containment (UDC) Monitoring 490-59: No; Under Dispenser Containment (UDC) Monitoring 490-60: No; Under Dispenser Containment (UDC) Monitoring 490-61: No; Under Dispenser Containment (UDC) Monitoring 490-62: Yes; Under Dispenser Containment (UDC) Monitoring 490-63: Single-walled; Periodic System Testing 490-65: No; Periodic System Testing 490-66: Yes; Periodic System Testing 490-67: Yes; Recordkeeping 490-68a: Yes; Recordkeeping 490-68b: Yes; Recordkeeping 490-68c: No; Recordkeeping 490-68d: No; Recordkeeping 490-68e: No; Recordkeeping 490-68f: Yes; Recordkeeping 490-68g: No; Recordkeeping 490-68h: Yes; Training 490-69a: Yes; Training 490-70: Yes; Personnel Responsibilities 490-72: Adrian Franco; Personnel Responsibilities 490-73: Fleet Manager; Personnel Responsibilities 490-74: Manuel Gaspar; Personnel Responsibilities 490-75: Garage Coordinator | 2024-05-03 09:46 | 2024-05-16 14:37 | Tho Do | Vernon Health & Environmental Control Department | CUPA
10451158 | VERN | Consolidated Fabricators Corp. | 90277795 | Consolidated Metal & Supply Corporation | 4600 S Santa Fe Ave | Vernon | 90058 | UST Removal | T1 | 10451158-001 | JOOR | A Stand-alone Tank | 10000 | 1999-07-21 | 2018-06-05 |  | 1 |  | Motor Vehicle Fueling |  | Other Non-petroleum |  |  | Double Wall | Steel |  | Steel |  | Yes | Yes | Yes | Yes | Double-walled | Conventional Suction | Fiberglass |  | Fiberglass |  | Single-walled | Steel |  | None |  | None | None |  | None |  | Steel |  | Other |  | Fill Components Installed 451-a: Yes; Fill Components Installed 451-b: Yes; Fill Components Installed 451-c: No; Under Dispenser Containment (UDC) 469a: Single-walled; Under Dispenser Containment (UDC) 469b: Steel; Corrosion Prevention 448a: Yes; Corrosion Prevention 448b: Yes; Corrosion Prevention 448c: Yes; UST Tank Certification / Applicant Information 471: Jeff Lombardi; UST Tank Certification / Applicant Information 472: Vice President; Equipment Testing and Preventive Maintenance 490-3a: Annually; Site Plot Plan Submitted 490-4: Site Plan Previously Submitted; Continuous Electronic Tank Monitoring 490-5: Yes; Continuous Electronic Tank Monitoring 490-6: Dry; Automatic Tank Gauging 490-11: No; Monthly Statistical Inventory Reconciliation 490-20: No; Weekly Manual Tank Gauge 490-21: No; Tank Integrity Testing 490-23: No; Other Tank Monitoring 490-26: No; Continuous Monitoring of Piping Secondary Containment 490-28: Yes; Continuous Monitoring of Piping Secondary Containment 490-29: Dry; Continuous Monitoring of Piping Secondary Containment 490-34: No; Continuous Monitoring of Piping Secondary Containment 490-35: No; Mechanical Line Leak Detector Performs 3 GPH Leak Test 490-36: No; Electronic Line Leak Detector Performs 3 GPH Leak Test 490-39: No; Pipeline Integrity Testing 490-45: No; Visual Pipeline Monitoring 490-48: No; Suction Piping Meets Exemption Criteria 490-50: No; No Regulated Piping Per Health and Safety Code, Division 20, Chapter 6.7 Is Connected To The Tank System 490-51: No; Other Pipeline Monitoring 490-52: No; Under Dispenser Containment (UDC) Monitoring 490-54a: Float and Chain Assembly; Under Dispenser Containment (UDC) Monitoring 490-59: No; Under Dispenser Containment (UDC) Monitoring 490-60: No; Under Dispenser Containment (UDC) Monitoring 490-61: No; Under Dispenser Containment (UDC) Monitoring 490-62: Yes; Under Dispenser Containment (UDC) Monitoring 490-63: Single-walled; Periodic System Testing 490-65: No; Periodic System Testing 490-66: Yes; Periodic System Testing 490-67: Yes; Recordkeeping 490-68a: Yes; Recordkeeping 490-68b: No; Recordkeeping 490-68c: No; Recordkeeping 490-68d: No; Recordkeeping 490-68e: No; Recordkeeping 490-68f: No; Recordkeeping 490-68g: No; Recordkeeping 490-68h: Yes; Training 490-69a: Yes; Training 490-70: Yes; Personnel Responsibilities 490-72: Jeff Lombardi; Personnel Responsibilities 490-73: Vice President; UST Monitoring Plan Certification / Applicant Information 490-76: Facility Owner/Operator; UST Monitoring Plan Certification / Applicant Information 490-78: Jeff Lombardi; UST Monitoring Plan Certification / Applicant Information 490-79: Vice President | 2019-03-07 11:57 | 2023-01-18 15:48 | Tho Do | Vernon Health & Environmental Control Department | CUPA
10451617 | VERN | Vernon CUPA Non-Regulated/Not Applicable Facilities | 99991939 | Dunn Edwards | 4925 E 52nd Pl | Vernon | 90058 | UST Removal | 4788(2S2) | 10451617-002 | JOOR Manufacturing | A Stand-alone Tank | 10000 | 1989-06-01 | 2020-08-18 |  | 1 |  | Chemical Product Storage |  | Other Petroleum | Solvent Naphtha (petroleum), Medium |  | Double Wall | Steel |  | Other |  | No | Yes | No | No | Double-walled | Conventional Suction | Steel |  | Fiberglass |  | Single-walled | Steel |  | Fiberglass |  | None | None |  | None |  | Steel |  | Fiberglass |  | Fill Components Installed 451-a: Yes; Fill Components Installed 451-b: No; Fill Components Installed 451-c: Yes; Under Dispenser Containment (UDC) 469a: No Dispensers; Under Dispenser Containment (UDC) 469b: None; Corrosion Prevention 448a: No; Corrosion Prevention 448b: No; Corrosion Prevention 448c: Yes; UST Tank Certification / Applicant Information 471: Robert Wendoll; UST Tank Certification / Applicant Information 472: Director Environmental Affairs; Equipment Testing and Preventive Maintenance 490-3a: Annually; Site Plot Plan Submitted 490-4: New Plan Submitted; Continuous Electronic Tank Monitoring 490-5: Yes; Continuous Electronic Tank Monitoring 490-6: Dry; Continuous Electronic Tank Monitoring 490-7: Universal Sensors &Device; Continuous Electronic Tank Monitoring 490-8: LA-08; Continuous Electronic Tank Monitoring 490-9: Universal Sensor &De; Continuous Electronic Tank Monitoring 490-10: LALS-1; Automatic Tank Gauging 490-11: No; Monthly Statistical Inventory Reconciliation 490-20: No; Weekly Manual Tank Gauge 490-21: No; Tank Integrity Testing 490-23: No; Other Tank Monitoring 490-26: No; Continuous Monitoring of Piping Secondary Containment 490-28: Yes; Continuous Monitoring of Piping Secondary Containment 490-29: Dry; Continuous Monitoring of Piping Secondary Containment 490-30: Universal Sensors & Devic; Continuous Monitoring of Piping Secondary Containment 490-31: LA-08; Continuous Monitoring of Piping Secondary Containment 490-32: Roman; Continuous Monitoring of Piping Secondary Containment 490-33: LS-3 Float; Continuous Monitoring of Piping Secondary Containment 490-34: No; Continuous Monitoring of Piping Secondary Containment 490-35: No; Mechanical Line Leak Detector Performs 3 GPH Leak Test 490-36: No; Electronic Line Leak Detector Performs 3 GPH Leak Test 490-39: No; Pipeline Integrity Testing 490-45: No; Visual Pipeline Monitoring 490-48: No; Suction Piping Meets Exemption Criteria 490-50: No; No Regulated Piping Per Health and Safety Code, Division 20, Chapter 6.7 Is Connected To The Tank System 490-51: No; Other Pipeline Monitoring 490-52: No; Under Dispenser Containment (UDC) Monitoring 490-54a: No Dispensers; Periodic System Testing 490-65: No; Periodic System Testing 490-66: Yes; Periodic System Testing 490-67: Yes; Recordkeeping 490-68a: Yes; Recordkeeping 490-68b: Yes; Recordkeeping 490-68c: Yes; Recordkeeping 490-68d: No; Recordkeeping 490-68e: No; Recordkeeping 490-68f: No; Recordkeeping 490-68g: No; Recordkeeping 490-68h: Yes; Training 490-69a: Yes; Training 490-70: No; Personnel Responsibilities 490-72: Rachel Ornelas; Personnel Responsibilities 490-73: Production Manager; Personnel Responsibilities 490-74: David Kruase; Personnel Responsibilities 490-75: Factory Foreman; UST Monitoring Plan Certification / Applicant Information 490-76: Tank Owner/Operator; UST Monitoring Plan Certification / Applicant Information 490-78: Rachel Ornelas; UST Monitoring Plan Certification / Applicant Information 490-79: Prodcution Manager | 2023-06-15 08:19 | 2023-06-15 08:20 | Ruben Zamora | Vernon Health & Environmental Control Department | CUPA
10451617 | VERN | Vernon CUPA Non-Regulated/Not Applicable Facilities | 99991939 | Dunn Edwards | 4925 E 52nd Pl | Vernon | 90058 | UST Removal | 4787(2S1) | 10451617-001 | JOOR Manufacturing | A Stand-alone Tank | 10000 | 1989-06-01 | 2020-08-18 |  | 1 |  | Chemical Product Storage |  | Other Non-petroleum |  | Texanol | Double Wall | Steel |  | Other |  | No | Yes | No | No | Double-walled | Conventional Suction | Steel |  | Fiberglass |  | Single-walled | Steel |  | Fiberglass |  | None | None |  | None |  | Steel |  | Fiberglass |  | Fill Components Installed 451-a: Yes; Fill Components Installed 451-b: No; Fill Components Installed 451-c: Yes; Under Dispenser Containment (UDC) 469a: No Dispensers; Under Dispenser Containment (UDC) 469b: None; Corrosion Prevention 448a: No; Corrosion Prevention 448b: No; Corrosion Prevention 448c: Yes; UST Tank Certification / Applicant Information 471: Robert Wendoll; UST Tank Certification / Applicant Information 472: Director of Environmental Affairs; Equipment Testing and Preventive Maintenance 490-3a: Annually; Site Plot Plan Submitted 490-4: New Plan Submitted; Continuous Electronic Tank Monitoring 490-5: Yes; Continuous Electronic Tank Monitoring 490-6: Dry; Continuous Electronic Tank Monitoring 490-7: Universal Sensors &Device; Continuous Electronic Tank Monitoring 490-8: LA-08; Continuous Electronic Tank Monitoring 490-9: Universal Sensor &De; Continuous Electronic Tank Monitoring 490-10: LALS-1; Automatic Tank Gauging 490-11: No; Monthly Statistical Inventory Reconciliation 490-20: No; Weekly Manual Tank Gauge 490-21: No; Tank Integrity Testing 490-23: No; Other Tank Monitoring 490-26: No; Continuous Monitoring of Piping Secondary Containment 490-28: Yes; Continuous Monitoring of Piping Secondary Containment 490-29: Dry; Continuous Monitoring of Piping Secondary Containment 490-30: Universal Sensors & Devic; Continuous Monitoring of Piping Secondary Containment 490-31: LA-08; Continuous Monitoring of Piping Secondary Containment 490-32: Roman; Continuous Monitoring of Piping Secondary Containment 490-33: LS-3 Float; Continuous Monitoring of Piping Secondary Containment 490-34: No; Continuous Monitoring of Piping Secondary Containment 490-35: No; Mechanical Line Leak Detector Performs 3 GPH Leak Test 490-36: No; Electronic Line Leak Detector Performs 3 GPH Leak Test 490-39: No; Pipeline Integrity Testing 490-45: No; Visual Pipeline Monitoring 490-48: No; Suction Piping Meets Exemption Criteria 490-50: No; No Regulated Piping Per Health and Safety Code, Division 20, Chapter 6.7 Is Connected To The Tank System 490-51: No; Other Pipeline Monitoring 490-52: No; Under Dispenser Containment (UDC) Monitoring 490-54a: No Dispensers; Periodic System Testing 490-65: No; Periodic System Testing 490-66: Yes; Periodic System Testing 490-67: Yes; Recordkeeping 490-68a: Yes; Recordkeeping 490-68b: Yes; Recordkeeping 490-68c: Yes; Recordkeeping 490-68d: No; Recordkeeping 490-68e: No; Recordkeeping 490-68f: No; Recordkeeping 490-68g: No; Recordkeeping 490-68h: Yes; Training 490-69a: Yes; Training 490-70: No; Personnel Responsibilities 490-72: Rachel Ornelas; Personnel Responsibilities 490-73: Production Manager; Personnel Responsibilities 490-74: David Kruase; Personnel Responsibilities 490-75: Factory Foreman; UST Monitoring Plan Certification / Applicant Information 490-76: Tank Owner/Operator; UST Monitoring Plan Certification / Applicant Information 490-78: Rachel Ornelas; UST Monitoring Plan Certification / Applicant Information 490-79: Prodcution Manager | 2023-06-15 08:19 | 2023-06-15 08:20 | Ruben Zamora | Vernon Health & Environmental Control Department | CUPA
10451617 | VERN | Vernon CUPA Non-Regulated/Not Applicable Facilities | 99991939 | Dunn Edwards | 4925 E 52nd Pl | Vernon | 90058 | UST Removal | 4789(2S3) | 10451617-003 | JOOR Manufacturing | A Stand-alone Tank | 10000 | 1989-06-01 | 2020-08-18 |  | 1 |  | Chemical Product Storage |  | Other Petroleum | Mineral Spirits Regular |  | Double Wall | Steel |  | Other |  | No | Yes | No | No | Double-walled | Conventional Suction | Steel |  | Fiberglass |  | Single-walled | Steel |  | Fiberglass |  | None | None |  | None |  | Steel |  | Fiberglass |  | Fill Components Installed 451-a: Yes; Fill Components Installed 451-b: No; Fill Components Installed 451-c: Yes; Under Dispenser Containment (UDC) 469a: No Dispensers; Under Dispenser Containment (UDC) 469b: None; Corrosion Prevention 448a: No; Corrosion Prevention 448b: No; Corrosion Prevention 448c: Yes; UST Tank Certification / Applicant Information 471: Robert Wendoll; UST Tank Certification / Applicant Information 472: Director of Environmental Affairs; Equipment Testing and Preventive Maintenance 490-3a: Annually; Site Plot Plan Submitted 490-4: New Plan Submitted; Continuous Electronic Tank Monitoring 490-5: Yes; Continuous Electronic Tank Monitoring 490-6: Dry; Continuous Electronic Tank Monitoring 490-7: Universal Sensors &Device; Continuous Electronic Tank Monitoring 490-8: LA-08; Continuous Electronic Tank Monitoring 490-9: Universal Sensor &De; Continuous Electronic Tank Monitoring 490-10: LALS-1; Automatic Tank Gauging 490-11: No; Monthly Statistical Inventory Reconciliation 490-20: No; Weekly Manual Tank Gauge 490-21: No; Tank Integrity Testing 490-23: No; Other Tank Monitoring 490-26: No; Continuous Monitoring of Piping Secondary Containment 490-28: Yes; Continuous Monitoring of Piping Secondary Containment 490-29: Dry; Continuous Monitoring of Piping Secondary Containment 490-30: Universal Sensors & Devic; Continuous Monitoring of Piping Secondary Containment 490-31: LA-08; Continuous Monitoring of Piping Secondary Containment 490-32: Roman; Continuous Monitoring of Piping Secondary Containment 490-33: LS-3 Float; Continuous Monitoring of Piping Secondary Containment 490-34: No; Continuous Monitoring of Piping Secondary Containment 490-35: No; Mechanical Line Leak Detector Performs 3 GPH Leak Test 490-36: No; Electronic Line Leak Detector Performs 3 GPH Leak Test 490-39: No; Pipeline Integrity Testing 490-45: No; Visual Pipeline Monitoring 490-48: No; Suction Piping Meets Exemption Criteria 490-50: No; No Regulated Piping Per Health and Safety Code, Division 20, Chapter 6.7 Is Connected To The Tank System 490-51: No; Other Pipeline Monitoring 490-52: No; Under Dispenser Containment (UDC) Monitoring 490-54a: No Dispensers; Periodic System Testing 490-65: No; Periodic System Testing 490-66: Yes; Periodic System Testing 490-67: Yes; Recordkeeping 490-68a: Yes; Recordkeeping 490-68b: Yes; Recordkeeping 490-68c: Yes; Recordkeeping 490-68d: No; Recordkeeping 490-68e: No; Recordkeeping 490-68f: No; Recordkeeping 490-68g: No; Recordkeeping 490-68h: Yes; Training 490-69a: Yes; Training 490-70: No; Personnel Responsibilities 490-72: Rachel Ornelas; Personnel Responsibilities 490-73: Production Manager; Personnel Responsibilities 490-74: David Kruase; Personnel Responsibilities 490-75: Factory Foreman; UST Monitoring Plan Certification / Applicant Information 490-76: Tank Owner/Operator; UST Monitoring Plan Certification / Applicant Information 490-78: Rachel Ornelas; UST Monitoring Plan Certification / Applicant Information 490-79: Prodcution Manager | 2023-06-15 08:19 | 2023-06-15 08:20 | Ruben Zamora | Vernon Health & Environmental Control Department | CUPA
10452133 | VERN | FedEx Freight, Inc. | 90131518 | FEDEX FREIGHT, INC. | 4500 Bandini Blvd | VERNON | 90058 | Confirmed/Updated Information | 1 | 10452133-001 | Trusco Tank Inc. | A Stand-alone Tank | 20000 | 1998-09-01 |  |  | 1 | DOUBLE WALL STEEL FRP CLAD TANK | Motor Vehicle Fueling |  | Diesel |  |  | Double Wall | Steel |  | Other |  | No | No | Yes | No | Double-walled | Pressure | Fiberglass |  | Fiberglass |  | Single-walled | Fiberglass |  | None |  | None | None |  | None |  | Steel |  |  |  | Yes | Yes | Yes | Single-walled | Fiberglass |  | No | No | Yes |  | CHONG LEE | MGR., ENVIRONMENTAL SERVICES | Annually |  | Site Plan Previously Submitted | Yes | Dry | VEEDERROOT | TLS350 | VEEDERROOT | 420 | No | [8 empty] | No | No |  | No |  |  | No |  | Yes | Dry | VEEDERROOT | TLS350 | VEEDERROOT | 208 | Yes | Yes | Yes | VEEDERROOT REDJACKET | FX - IV | No | [5 empty] | No |  |  | No |  | No | No | No |  | Float and Chain Assembly | [5 empty] | No | No | No | Yes | Single-walled |  |  | Yes | Yes | Yes | Yes | Yes | No | No | No | No | No | Yes | Yes | [8 empty] | Yes |  | DAVID CHACON | SERVICE CENTER MANAGER | CHONG LEE | MGR., ENVIRONMENTAL SERVICES | Tank Owner/Operator |  | CHONG LEE | MGR., ENVIRONMENTAL SERVICES | 2024-01-31 14:38 | 2024-02-05 11:16 | Tho Do | Vernon Health & Environmental Control Department | CUPA
10452688 | VERN | COMMERCE LUBE | 90263779 | Vernon Fuel Stop | 4175 District Blvd | Vernon | 90058 | Confirmed/Updated Information | diesel 2 | 10452688-003 | Modern | A Stand-alone Tank | 8000 | 1997-10-15 |  |  | 1 |  | Motor Vehicle Fueling |  | Biodiesel B6 B99 | B20 |  | Double Wall | Fiberglass |  | Fiberglass |  | Yes | No | No | No | Double-walled | Pressure | Fiberglass |  | Fiberglass |  | Single-walled | Fiberglass |  | None |  | Single-walled | None |  | None |  | Steel |  | None |  | Yes | Yes | Yes | Single-walled | Steel |  | No | No | Yes |  |  |  | Annually | monthly | Site Plan Previously Submitted | Yes | Dry | Veeder Root | TLS-350 | Veeder Root | 420 | No | [8 empty] | No | No |  | No |  |  | No |  | Yes | Dry | Veeder Root | TLS-350 | Veeder Root | 208 | Yes | Yes | Yes | Red Jacket | FX1DV | No | [5 empty] | No |  |  | No |  | No | No | No |  | Float and Chain Assembly | [5 empty] | No | No | No | Yes | Single-walled |  |  | No | Yes | Yes | Yes | Yes | No | No | Yes | No | No | Yes | Yes | [8 empty] | Yes |  | Haroutiun Oganesyan | president | Nick Grigorian | Ass. Manager | Facility Owner/Operator |  | Haroutiun Oganesyan | president | 2024-06-14 12:55 | 2024-07-23 13:40 | Carmen Ellis | Vernon Health & Environmental Control Department | CUPA
10452688 | VERN | COMMERCE LUBE | 90263779 | Vernon Fuel Stop | 4175 District Blvd | Vernon | 90058 | Confirmed/Updated Information | Diesel 1 | 10452688-001 | Modern | A Stand-alone Tank | 20000 | 1997-10-15 |  |  | 1 |  | Motor Vehicle Fueling |  | Biodiesel B6 B99 | B20 |  | Double Wall | Fiberglass |  | Fiberglass |  | Yes | No | No | No | Double-walled | Pressure | Fiberglass |  | Fiberglass |  | Single-walled | Fiberglass |  | Other |  | None | None |  | None |  | Steel |  | None |  | Yes | Yes | Yes | Single-walled | Steel |  | No | No | Yes |  | Haroutiun Oganesyan | president | Annually | monthly | Site Plan Previously Submitted | Yes | Dry | Veeder Root | TLS-350 | Veeder Root | 420 | No | [8 empty] | No | No |  | No |  |  | No |  | Yes | Dry | Veeder Root | TLS-350 | Veeder Root | 208 | Yes | Yes | Yes | Red Jacket | FX1DV | No | [5 empty] | No |  |  | No |  | No | No | No |  | Float and Chain Assembly | [5 empty] | No | No | No | Yes | Single-walled |  |  | No | Yes | Yes | Yes | Yes | No | No | Yes | No | No | Yes | Yes | [8 empty] | Yes |  | Haroutiun Oganesyan | president | Nick Grigorian | Ass. Manager | Facility Owner/Operator |  | Haroutiun Oganesyan | president | 2024-06-14 12:55 | 2024-07-23 13:40 | Carmen Ellis | Vernon Health & Environmental Control Department | CUPA
10452817 | VERN | Pacific Precision Formulators | 90393799 | Pacific Precision Formulators | 5511 District Blvd | Vernon | 90058 | Confirmed/Updated Information | 99 UST | 10452817-001 | MODERN WELDING | A Stand-alone Tank | 10000 | 1988-02-24 |  |  | 1 |  | Chemical Product Storage |  | Other Petroleum | Calumet 142 Flash |  | Double Wall | Steel + Internal Lining |  | Fiberglass |  | Yes | No | No | No | Double-walled | Pressure | Fiberglass |  | Fiberglass |  | Single-walled | Fiberglass |  |  |  | None |  |  |  |  | Steel |  |  |  | Fill Components Installed 451-a: Yes; Fill Components Installed 451-b: Yes; Fill Components Installed 451-c: Yes; Under Dispenser Containment (UDC) 469a: No Dispensers; Corrosion Prevention 448a: No; Corrosion Prevention 448b: No; Corrosion Prevention 448c: Yes; UST Tank Certification / Applicant Information 471: Richard Roy; UST Tank Certification / Applicant Information 472: Plant Manager; Equipment Testing and Preventive Maintenance 490-3a: Annually; Site Plot Plan Submitted 490-4: Site Plan Previously Submitted; Continuous Electronic Tank Monitoring 490-5: Yes; Continuous Electronic Tank Monitoring 490-6: Dry; Continuous Electronic Tank Monitoring 490-7: VEEDER ROOT; Continuous Electronic Tank Monitoring 490-8: TLS300; Continuous Electronic Tank Monitoring 490-10: 794390-420; Automatic Tank Gauging 490-11: No; Monthly Statistical Inventory Reconciliation 490-20: No; Weekly Manual Tank Gauge 490-21: No; Tank Integrity Testing 490-23: No; Other Tank Monitoring 490-26: Yes; Continuous Monitoring of Piping Secondary Containment 490-28: Yes; Continuous Monitoring of Piping Secondary Containment 490-29: Dry; Continuous Monitoring of Piping Secondary Containment 490-30: VEEDER ROOT; Continuous Monitoring of Piping Secondary Containment 490-31: TLS300; Continuous Monitoring of Piping Secondary Containment 490-33: 794390-208; Continuous Monitoring of Piping Secondary Containment 490-34: No; Continuous Monitoring of Piping Secondary Containment 490-35: No; Mechanical Line Leak Detector Performs 3 GPH Leak Test 490-36: No; Electronic Line Leak Detector Performs 3 GPH Leak Test 490-39: No; Pipeline Integrity Testing 490-45: No; Visual Pipeline Monitoring 490-48: No; Suction Piping Meets Exemption Criteria 490-50: No; No Regulated Piping Per Health and Safety Code, Division 20, Chapter 6.7 Is Connected To The Tank System 490-51: No; Other Pipeline Monitoring 490-52: No; Under Dispenser Containment (UDC) Monitoring 490-54a: No Dispensers; Periodic System Testing 490-65: No; Periodic System Testing 490-66: Yes; Periodic System Testing 490-67: Yes; Recordkeeping 490-68a: Yes; Recordkeeping 490-68b: Yes; Recordkeeping 490-68c: No; Recordkeeping 490-68d: No; Recordkeeping 490-68e: No; Recordkeeping 490-68f: No; Recordkeeping 490-68g: No; Recordkeeping 490-68h: No; Training 490-69a: Yes; Training 490-69i: UST CALIFORNIA TRAINING PERFORMED BY PF Services; Training 490-70: Yes; Comments and Additional Information 490-71: Pipe monitoring sensor does not trigger shut down as turbine pump is non operational.; Personnel Responsibilities 490-72: Robert Pena; Personnel Responsibilities 490-73: Plant Manager; Personnel Responsibilities 490-74: Javier Sigala; Personnel Responsibilities 490-75: Maintenance; UST Monitoring Plan Certification / Applicant Information 490-76: Authorized Representative of Owner; UST Monitoring Plan Certification / Applicant Information 490-78: RICHARD ROY; UST Monitoring Plan Certification / Applicant Information 490-79: PLANT MANAGER | 2024-04-30 09:37 | 2024-07-23 13:38 | Carmen Ellis | Vernon Health & Environmental Control Department | CUPA
10452904 | VERN | VERNON TRUCK WASH | 90392776 | SF ENERGY | 3308 Bandini Blvd | Vernon | 90058 | Confirmed/Updated Information | T2-Diesel | 10452904-002 | Modern Tank | A Stand-alone Tank | 20000 | 1990-01-01 |  |  | 1 |  | Motor Vehicle Fueling |  | Biodiesel B6 B99 |  |  | Double Wall | Fiberglass |  | Fiberglass |  | No | No | Yes | No | Double-walled | Pressure | Fiberglass |  | Fiberglass |  | Single-walled | Fiberglass |  | Fiberglass |  | Single-walled | None |  | None |  | Steel |  | Fiberglass |  | Yes | Yes | Yes | Single-walled | Fiberglass |  | No | No | Yes |  | Samvel Piloyan | MANAGER | Annually |  | Site Plan Previously Submitted | Yes | Dry | Veeder Root | Veeder Root | TLS-350 | 420 | No | [8 empty] | No | No |  | No |  |  | No |  | Yes | Dry | Veeder Root | Veeder Root | TLS-350 | 208 | Yes | Yes | Yes | Veeder Root | RJ FXIDV | No | [5 empty] | No |  |  | No |  | No | No | No |  | Continuous |  | Veeder Root | TLS-350 | veeder root | 208 | Yes | Yes | Yes | Yes | Single-walled |  |  | No | Yes | Yes | Yes | Yes | No | No | No | No | No | Yes | Yes | [8 empty] | Yes |  | Samvel Piloyan | MANAGER | Gevork Termendjian | owner | Facility Owner/Operator |  | Samvel Piloyan | MANAGER | 2024-04-08 12:24 | 2024-04-08 15:41 | Carmen Ellis | Vernon Health & Environmental Control Department | CUPA
10452904 | VERN | VERNON TRUCK WASH | 90392776 | SF ENERGY | 3308 Bandini Blvd | Vernon | 90058 | Confirmed/Updated Information | T1- Diesel | 10452904-001 | Modern Tank | A Stand-alone Tank | 20000 | 1990-01-01 |  |  | 1 |  | Motor Vehicle Fueling |  | Biodiesel B6 B99 |  |  | Double Wall | Fiberglass |  | Fiberglass |  | No | No | Yes | No | Double-walled | Pressure | Fiberglass |  | Fiberglass |  | Single-walled | Fiberglass |  | Fiberglass |  | Single-walled | None |  | None |  | Steel |  | Fiberglass |  | Yes | Yes | Yes | Single-walled | Fiberglass |  | No | No | Yes |  | Samvel Piloyan | MANAGER | Annually |  | Site Plan Previously Submitted | Yes | Dry | veeder root | tls350 | veeder root | 420 | No | [8 empty] | No | No |  | No |  |  | No |  | Yes | Dry | veeder root | TLS350 | VEEDER ROOT | 420 | Yes | Yes | Yes | VEEDER ROOT | RJFXIDV | No | [5 empty] | No |  |  | No |  | No | No | No |  | Continuous |  | VEEDER ROOT | TLS350 | VEEDER ROOT | 208 | Yes | Yes | Yes | Yes | Single-walled |  |  | No | Yes | Yes | Yes | Yes | No | No | No | No | No | Yes | Yes | [8 empty] | Yes |  | Samvel Piloyan | MANAGER | Gevork Termendjian | OWNER |  |  |  |  | 2024-04-08 12:24 | 2024-04-08 15:41 | Carmen Ellis | Vernon Health & Environmental Control Department | CUPA
10452904 | VERN | VERNON TRUCK WASH | 90392776 | SF ENERGY | 3308 Bandini Blvd | Vernon | 90058 | Confirmed/Updated Information | T3-Diesel | 10452904-003 | Modern Tank | A Stand-alone Tank | 20000 | 1990-01-01 |  |  | 1 |  | Motor Vehicle Fueling |  | Biodiesel B6 B99 |  |  | Double Wall | Fiberglass |  | Fiberglass |  | No | No | Yes | No | Double-walled | Pressure | Fiberglass |  | Fiberglass |  | Single-walled | Fiberglass |  | Fiberglass |  | Single-walled | None |  | None |  | Steel |  | Fiberglass |  | Yes | Yes | Yes | Single-walled | Fiberglass |  | No | No | Yes |  | Samvel Piloyan | MANAGER | Annually |  | Site Plan Previously Submitted | Yes | Dry | Veeder Root | Veeder Root | TLS-350 | 420 | No | [8 empty] | No | No |  | No |  |  | No |  | Yes | Dry | Veeder Root | Veeder Root | TLS-350 | 208 | Yes | Yes | Yes | Veeder Root | RJ FXIDV | No | [5 empty] | No |  |  | No |  | No | No | No |  | Continuous |  | Veeder Root | TLS-350 | veeder root | 208 | Yes | Yes | Yes | Yes | Single-walled |  |  | No | Yes | Yes | Yes | Yes | No | No | No | No | No | Yes | Yes | [8 empty] | Yes |  | Samvel Piloyan | MANAGER | Gevork Termendjian | owner | Facility Owner/Operator |  | Samvel Piloyan | MANAGER | 2024-04-08 12:24 | 2024-04-08 15:41 | Carmen Ellis | Vernon Health & Environmental Control Department | CUPA
10452973 | VERN | Alpert & Alpert Iron & Metal, Inc. | 90393913 | Alpert & Alpert Iron & Metal, Inc. | 2865 E 26th St | Vernon | 90058 | Confirmed/Updated Information | T-1, Diesel, Red Dye | 10452973-001 | Modern Welding | A Stand-alone Tank | 8000 | 2008-01-01 |  |  | 1 |  | Motor Vehicle Fueling |  | Diesel |  |  | Double Wall | Steel |  | Fiberglass |  | Yes | No | No | No | Double-walled | Conventional Suction | Fiberglass |  | Fiberglass |  | Single-walled | Fiberglass |  | Fiberglass |  | None | None |  | None |  | Steel |  | Fiberglass |  | Yes | Yes | Yes | Single-walled | Fiberglass |  | No | No | Yes |  | Edith Beltran | Health & Safety Supervisor | Annually |  | Site Plan Previously Submitted | Yes | Dry | Veeder Root | TLS300C | Veeder Root | 420 | Yes | Veeder Root | TLS 300C | Veeder Root | Mag Plus | Other |  | Other | None | No | No |  | No |  |  | No |  | Yes | Dry | Veeder Root | TLS300 C | Veeder Root | 208 | Yes | Yes | No |  |  | No | [5 empty] | No |  |  | No |  | No | No | No |  | Continuous |  | Veeder Root | TLS300 C | Veeder Root | 208 | Yes | Yes | Yes | Yes | Single-walled | Liquid | No | No | Yes | Yes | No | Yes | Yes | No | No | No | No | No | Yes | [8 empty] | Yes |  | Greg Tellier | Director, Operations | Troy Young | Maintenance Manager | Authorized Representative of Owner |  | Edith Beltran | Health & Safety Supervisor | 2023-11-30 13:12 | 2023-12-04 08:19 | Carmen Ellis | Vernon Health & Environmental Control Department | CUPA
10452973 | VERN | Alpert & Alpert Iron & Metal, Inc. | 90393913 | Alpert & Alpert Iron & Metal, Inc. | 2865 E 26th St | Vernon | 90058 | Confirmed/Updated Information | T-2, Diesel #2 | 10452973-002 | Modern Welding | A Stand-alone Tank | 8000 | 2008-01-01 |  |  | 1 |  | Motor Vehicle Fueling |  | Diesel |  |  | Double Wall | Steel |  | Fiberglass |  | No | No | Yes | No | Double-walled | Conventional Suction | Fiberglass |  | Fiberglass |  | Single-walled | Fiberglass |  | Fiberglass |  | None | None |  | None |  | Steel |  | Fiberglass |  | Yes | Yes | Yes | Single-walled | Fiberglass |  | No | No | Yes |  | Edith Beltran | Health & Safety Supervisor | Annually |  | Site Plan Previously Submitted | Yes | Dry | Veeder Root | TLS300C | Veeder Root | 420 | Yes | Veeder Root | TLS 300C | Veeder Root | Mag Plus | Other |  | Other | None | No | No |  | No |  |  | No |  | Yes | Dry | Veeder Root | TLS300 C | Veeder Root | 208 | Yes | Yes | No |  |  | No | [5 empty] | No |  |  | No |  | No | No | No |  | Continuous |  | Veeder Root | TLS350 | Veeder Root | 208 | Yes | Yes | Yes | Yes | Single-walled |  | Yes | No | Yes | Yes | No | Yes | Yes | No | No | No | No | No | Yes | [8 empty] | Yes |  | Greg Tellier | Director of , Operations | Troy Young | Maintenance Manager | Authorized Representative of Owner |  | Dave Hoffman | Vice President, Operations | 2023-11-30 13:12 | 2023-12-04 08:19 | Carmen Ellis | Vernon Health & Environmental Control Department | CUPA
10457272 | VERN | King Meat Service Inc. | 90396199 | King Meat Service Inc. | 4215 Exchange Ave | Vernon | 90058 | Confirmed/Updated Information | K1 | 10457272-001 | JOOR | A Stand-alone Tank | 10000 | 1988-11-01 |  |  | 1 |  | Motor Vehicle Fueling |  | Diesel |  |  | Double Wall | Steel |  | Fiberglass |  | No | No | Yes | No | Double-walled | Conventional Suction | Steel |  | Rigid Plastic |  | Single-walled | Fiberglass |  | None |  | None | None |  | None |  | Steel |  | None |  | Yes | Yes | No | Single-walled | Fiberglass |  | No | No | Yes |  | Yu Sun | Manager | Annually |  | Site Plan Previously Submitted | Yes | Dry | RONAN | X76S-A3 | RONAN | LS-3 | No | [8 empty] | No | No |  | No |  |  | No |  | Yes | Dry | RONAN | X76S-A3 | RONAN | LS-3 | No | No | No |  |  | No | [5 empty] | No |  |  | No |  | No | No | No |  | Float and Chain Assembly |  |  |  | BEAUDREAU | BEI 404/406 | No | Yes | Yes | Yes | Single-walled |  |  | No | Yes | Yes | Yes | Yes | No | No | No | No | No | Yes | Yes | [8 empty] | Yes |  | DANA ROCK | FIRST ALERT COMPANY | Sunny Sun | Plant Manager | Authorized Representative of Owner |  | Yu Sun | Manager | 2024-05-14 18:32 | 2024-07-20 17:35 | DO DO | Vernon Health & Environmental Control Department | CUPA
10468228 | VERN | Vernon Central Warehouse Inc. dba Sweetener Products Company | 90400522 | Vernon Central Warehouse Inc. dba Sweetener Products Company | 4181 Ross St | Vernon | 90058 | Confirmed/Updated Information | M-593058 | 10468228-001 | Joor Manufacturing | A Stand-alone Tank | 15000 | 1998-09-30 |  |  | 1 |  | Motor Vehicle Fueling |  | Diesel |  |  | Double Wall | Steel |  | Fiberglass |  | Yes | No | No | No | Double-walled | Pressure | Fiberglass |  | Fiberglass |  | Double-walled | Fiberglass |  | Fiberglass |  | None | None |  | None |  | Steel |  | None |  | Yes | Yes | Yes | Single-walled | Rigid Plastic |  | No | No | Yes |  | Steve Shanklin | VP operation | Annually |  | Site Plan Previously Submitted | Yes | Dry | Veeder-Root | TLS-300C | R/J | FX10V | Yes | veeder root | tls300c | veeder root | mag | Continuous |  | 0.1 GPH |  | No | No |  | No |  |  | No |  | Yes | Dry | Veeder-Root | TLS-300C | Environ | BR208 | Yes | Yes | Yes | redjacket | fx1vd | No | [5 empty] | No |  |  | No |  | No | No | No |  | Continuous |  | Veeder-Root | TLS-300C | Veeder-Root | BR208 | Yes | Yes | Yes | Yes | Single-walled |  |  | No | Yes | Yes | Yes | Yes | Yes | No | No | No | No | Yes | Yes | [8 empty] | Yes |  | Fuel Pros | Outside Contracted Services | Jose Manjarrez | Shop Manager | Authorized Representative of Owner |  | Steve Shanklin | VP operations | 2023-10-05 16:47 | 2023-11-02 07:36 | Carmen Ellis | Vernon Health & Environmental Control Department | CUPA
10469638 | VERN | City of Vernon | 90397123 | Public Works (Yard) | 4305 S Santa Fe Ave # CS | Vernon | 90058 | Confirmed/Updated Information | 5059(2) | 10469638-002 | Joor | A Stand-alone Tank | 8000 | 1998-07-14 |  |  | 1 |  | Motor Vehicle Fueling |  | Regular Unleaded |  |  | Double Wall | Steel |  | Fiberglass |  | No | No | Yes | No | Double-walled | Conventional Suction | Rigid Plastic |  | Rigid Plastic |  | Single-walled | Fiberglass |  | Fiberglass |  | None | Fiberglass |  | Fiberglass |  | Steel |  | Fiberglass |  | Yes | Yes | Yes | Single-walled | Rigid Plastic |  | No | No | Yes |  | Scott Rigg | PW & Water Sup | Annually |  | Site Plan Previously Submitted | Yes | Dry | Veeder-Root | TLS 350R | Veeder-Root | 420 | No | [8 empty] | No | No |  | No |  |  | No |  | Yes | Dry | Veeder-Root | TLS 350R | Veeder-Root | 794380-208 | Yes | Yes | No |  |  | No | [5 empty] | No |  |  | No |  | No | No | No |  | Continuous |  | Veeder-Root | TLS 350R | Veeder-Root | 974380-208 | Yes | Yes | Yes | Yes | Single-walled |  |  | No | Yes | Yes | Yes | Yes | No | No | No | No | No | Yes | Yes | [8 empty] | Yes | Annular space sensor: 794380420Fill sump sensor: 794380-208 | Dan Wall | Director of Public Works | Dwight Pierce | Facilities Lead | Tank Owner/Operator |  | Scott Rigg | PW & Water Sup | 2024-01-11 16:15 | 2024-01-30 16:24 | Tho Do | Vernon Health & Environmental Control Department | CUPA
10469638 | VERN | City of Vernon | 90397123 | Public Works (Yard) | 4305 S Santa Fe Ave # CS | Vernon | 90058 | Confirmed/Updated Information | 5058(1) | 10469638-003 | Joor | A Stand-alone Tank | 10000 | 1998-07-14 |  |  | 1 |  | Motor Vehicle Fueling |  | Diesel |  |  | Double Wall | Steel |  | Fiberglass |  | Yes | No | No | No | Double-walled | Conventional Suction | Rigid Plastic |  | Rigid Plastic |  | Single-walled | Fiberglass |  | Fiberglass |  | None | None |  | None |  | Steel |  | Fiberglass |  | Yes | Yes | Yes | Single-walled | Rigid Plastic |  | No | No | Yes |  | Scott Rigg | PW & Water Sup | Annually |  | Site Plan Previously Submitted | Yes | Dry | Veeder-Root | TLS 350R | Veeder-Root | 420 | No | [8 empty] | No | No |  | No |  |  | No |  | Yes | Dry | Veeder-Root | TLS 350R | Veeder-Root | 794380-208 | Yes | Yes | No |  |  | No | [5 empty] | No |  |  | No |  | No | No | No |  | Continuous |  | Veeder-Root | TLS 350R | Veeder-Root | 974380-208 | Yes | Yes | Yes | Yes | Single-walled |  |  | No | Yes | Yes | Yes | Yes | No | No | No | No | No | Yes | Yes | [8 empty] | Yes | Annular space sensor: 794380420Fill sump sensor: 794380-208 | Dan Wall | Director of Public Works | Dwight Pierce | Lead Facilities | Tank Owner/Operator |  | Scott Rigg | PW & Water Sup | 2024-01-11 16:15 | 2024-01-30 16:24 | Tho Do | Vernon Health & Environmental Control Department | CUPA
10469638 | VERN | City of Vernon | 90397123 | Public Works (Yard) | 4305 S Santa Fe Ave # CS | Vernon | 90058 | Confirmed/Updated Information | 5071(3) | 10469638-001 | Joor | A Stand-alone Tank | 8000 | 1998-07-14 |  |  | 1 |  | Motor Vehicle Fueling |  | Regular Unleaded |  |  | Double Wall | Steel |  | Fiberglass |  | No | No | Yes | No | Double-walled | Conventional Suction | Rigid Plastic |  | Rigid Plastic |  | Single-walled | Fiberglass |  | Fiberglass |  | None | Fiberglass |  | Fiberglass |  | Steel |  | Fiberglass |  | Yes | Yes | Yes | Single-walled | Rigid Plastic |  | No | No | Yes |  | Scott Rigg | PW & Water Sup | Annually |  | Site Plan Previously Submitted | Yes | Dry | Veeder-Root | TLS 350R | Veeder-Root | 420 | No | [8 empty] | No | No |  | No |  |  | No |  | Yes | Dry | Veeder-Root | TLS 350R | Veeder-Root | 794380-208 | Yes | Yes | No |  |  | No | [5 empty] | No |  |  | No |  | No | No | No |  | Continuous |  | Veeder-Root | TLS 350R | Veeder-Root | 974380-208 | Yes | Yes | Yes | Yes | Single-walled |  |  | No | Yes | Yes | Yes | Yes | No | No | No | No | No | Yes | Yes | [8 empty] | Yes | Annular space sensor: 794380420Fill sump sensor: 794380-208 | Dan Wall | Director of Public Works | Dwight Pierce | Lead Facilities | Tank Owner/Operator |  | Scott Rigg | PW & Water Sup | 2024-01-11 16:15 | 2024-01-30 16:24 | Tho Do | Vernon Health & Environmental Control Department | CUPA
10472200 |  | City of Vernon | 90397123 | Former Fire Station #79 | 4530 Bandini Blvd | Vernon | 90058 | UST Removal | 1 | 10472200-001 | Joor | A Stand-alone Tank | 1000 | 1998-09-17 | 2023-05-25 |  | 1 |  | Motor Vehicle Fueling |  | Diesel |  |  | Double Wall | Steel |  | Fiberglass |  | Yes | No | Yes | No | Double-walled | Conventional Suction | Rigid Plastic |  | Rigid Plastic |  | Single-walled | Fiberglass |  | None |  | None | None |  | None |  | None |  | None |  | Yes | Yes | Yes | Single-walled | Rigid Plastic |  | No | No | No |  | Scott Rigg | PW & Water Sup | Annually |  | Site Plan Previously Submitted | Yes | Dry | Leak Alert | LA-04 | Unknown | LA-LS-1 | No | [8 empty] | No | No |  | No |  |  | No |  | Yes | Dry | Leak Alert | LA-04 | Unknown | LA-LS-1 | Yes | Yes | No |  |  | No | [5 empty] | No |  |  | No |  | No | No | No |  | Continuous |  | Leak Alert | LA-04 | Unknown | LA-LS-1 | Yes | Yes | Yes | Yes | Single-walled |  |  | No | Yes | Yes | Yes | Yes | No | No | No | No | No | Yes | Yes | [8 empty] | Yes |  | Dan Wall | Director of Public Works | Dwight Pierce | Lead Facilities |  |  | Scott Rigg | PW & Water Sup | 2023-07-20 07:40 | 2023-07-20 07:55 | Ruben Zamora | Vernon Health & Environmental Control Department | CUPA
10472215 |  | City of Vernon | 90397123 | County of Los Angeles Fire Department Administration | 2800 S Soto St | Vernon | 90058 | UST Removal | 1 | 10472215-001 | Joor | A Stand-alone Tank | 1000 | 1989-08-19 | 2023-06-05 |  | 1 |  | Motor Vehicle Fueling |  | Diesel |  |  | Double Wall | Steel |  | Fiberglass |  | No | No | Yes | No | Double-walled | Conventional Suction | Rigid Plastic |  | Rigid Plastic |  | Single-walled | Fiberglass |  | None |  | None | None |  | None |  | Steel |  | None |  | Yes | Yes | Yes | Single-walled | Rigid Plastic |  | No | No | No |  | Scott Rigg | PW & Water Sup | Annually |  | Site Plan Previously Submitted | Yes | Dry | Leak Alert | LA-04 | Unknown | LA-LS-1 | No | [8 empty] | No | No |  | No |  |  | No |  | Yes | Dry | Leak Alert | LA-04 | Unknown | LA-LS-1 | Yes | Yes | No |  |  | No | [5 empty] | No |  |  | No |  | No | No | No |  | Continuous |  | Leak Alert | LA-04 | Unknown | LA-LS-1 | Yes | Yes | Yes | Yes | Single-walled |  |  | No | Yes | Yes | Yes | Yes | No | No | No | No | No | Yes | Yes | [8 empty] | Yes |  | Dan Wall | Director of Public Works | Dwight Pierce | Lead Facilites | Tank Owner/Operator |  | Scott Rigg | PW & Water Sup | 2023-07-20 07:48 | 2023-07-20 08:05 | Ruben Zamora | Vernon Health & Environmental Control Department | CUPA
10472926 | VERN | CFS Vernon CUPA | 90168241 | CFS 101 Vernon | 5415 S Santa Fe Ave | Vernon | 90058 | Confirmed/Updated Information | 3 | 10472926-003 | Trusco | A Stand-alone Tank | 12000 | 1998-01-01 |  |  | 1 |  | Motor Vehicle Fueling |  | Biodiesel B6 B99 | Biodiesel B20 |  | Double Wall | Steel |  | Other |  | No | No | Yes | No | Double-walled | Pressure | Fiberglass |  | Fiberglass |  | Single-walled | Fiberglass |  | None |  | None | None |  | None |  | Steel |  | Fiberglass |  | Yes | Yes | Yes | Single-walled | Steel |  | No | No | Yes |  | viola bankhead | EHS & S supervisor | Annually |  | Site Plan Previously Submitted | Yes | Dry | Veeder Root | TLS 350 | Veeder Root | VR 794390-420 | No | [8 empty] | No | No |  | No |  |  | No |  | Yes | Dry | veeder root | TLS 350 | Veeder Root | v/r 794380-350 | Yes | Yes | Yes | Vaporless | LD 2000 | No | [5 empty] | No |  |  | No |  | No | No | No |  | Continuous |  | Veeder Root | TLS 350 | Veeder Root | v/r 794380-320 | Yes | Yes | Yes | No | Single-walled |  |  | No | Yes | Yes | Yes | No | No | No | No | No | No | Yes | Yes | [8 empty] | Yes |  | Brian Decker | Director of Facilities | Russell Ariza | Cardlock Facilities Manager | Facility Owner/Operator |  | viola bankhead | EH & S Supervisor | 2024-03-07 11:01 | 2024-03-07 14:55 | Carmen Ellis | Vernon Health & Environmental Control Department | CUPA
10472926 | VERN | CFS Vernon CUPA | 90168241 | CFS 101 Vernon | 5415 S Santa Fe Ave | Vernon | 90058 | Confirmed/Updated Information | 2 | 10472926-002 | Trusco | A Stand-alone Tank | 12000 | 1998-01-01 |  |  | 1 |  | Motor Vehicle Fueling |  | Premium Unleaded |  |  | Double Wall | Steel |  | Other |  | No | No | Yes | No | Double-walled | Pressure | Fiberglass |  | Fiberglass |  | Single-walled | Fiberglass |  | None |  | None | Fiberglass |  | None |  | Steel |  | Fiberglass |  | Yes | Yes | Yes | Single-walled | Steel |  | No | No | Yes |  | viola bankhead | EHS & S supervisor | Annually |  | Site Plan Previously Submitted | Yes | Dry | Veeder Root | TLS 350 | Veeder Root | VR 794390-420 | No | [8 empty] | No | No |  | No |  |  | No |  | Yes | Dry | Veeder Root | TLS 350 | Veeder Root | v/r 794380-350 | Yes | Yes | Yes | Vaporless | LD 2000 | No | [5 empty] | No |  |  | No |  | No | No | No |  | Continuous |  | Veeder Root | TLS 350 | Veeder Root | v/r 794380-320 | Yes | Yes | Yes | No | Single-walled |  |  | No | Yes | Yes | Yes | No | No | No | No | No | No | Yes | Yes | [8 empty] | Yes |  | Brian Decker | Director of Facilities | Russell Ariza | Cardlock Facilities Manager | Facility Owner/Operator |  | viola bankhead | EH & S Supervisor | 2024-03-07 11:01 | 2024-03-07 14:55 | Carmen Ellis | Vernon Health & Environmental Control Department | CUPA
10472926 | VERN | CFS Vernon CUPA | 90168241 | CFS 101 Vernon | 5415 S Santa Fe Ave | Vernon | 90058 | Confirmed/Updated Information | 4 | 10472926-004 | Trusco | A Stand-alone Tank | 12000 | 1998-01-01 |  |  | 1 |  | Motor Vehicle Fueling |  | Biodiesel B6 B99 | Biodiesel B20 |  | Double Wall | Steel |  | Other |  | No | No | Yes | No | Double-walled | Pressure | Fiberglass |  | Fiberglass |  | Single-walled | Fiberglass |  | None |  | None | None |  | None |  | Steel |  | Fiberglass |  | Yes | Yes | Yes | Single-walled | Steel |  | No | No | Yes |  | viola bankhead | EHS & S supervisor | Annually |  | Site Plan Previously Submitted | Yes | Dry | Veeder Root | TLS 350 | Veeder Root | VR 794390-420 | No | [8 empty] | No | No |  | No |  |  | No |  | Yes | Dry | Veeder Root | TLS 350 | Veeder Root | v/r 794380-350 | Yes | Yes | Yes | Vaporless | LD 2000 | No | [5 empty] | No |  |  | No |  | No | No | No |  | Continuous |  | Veeder Root | TLS 350 | Veeder Root | v/r 794380-320 | Yes | Yes | Yes | No | Single-walled |  |  | No | Yes | Yes | Yes | No | No | No | No | No | No | Yes | Yes | [8 empty] | Yes |  | Brian Decker | Director of Facilities | Russell Ariza | Cardlock Facilities Manager | Facility Owner/Operator |  | viola bankhead | EH & S Supervisor | 2024-03-07 11:01 | 2024-03-07 14:55 | Carmen Ellis | Vernon Health & Environmental Control Department | CUPA
10472926 | VERN | CFS Vernon CUPA | 90168241 | CFS 101 Vernon | 5415 S Santa Fe Ave | Vernon | 90058 | Confirmed/Updated Information | 1 | 10472926-001 | Trusco | A Stand-alone Tank | 12000 | 1998-01-01 |  |  | 1 |  | Motor Vehicle Fueling |  | Regular Unleaded |  |  | Double Wall | Steel |  | Other |  | No | No | Yes | No | Double-walled | Pressure | Fiberglass |  | Fiberglass |  | Single-walled | Fiberglass |  | None |  | None | Fiberglass |  | None |  | Steel |  | Fiberglass |  | Yes | Yes | Yes | Single-walled | Steel |  | No | No | Yes |  | viola bankhead | EHS & S supervisor | Annually |  | Site Plan Previously Submitted | Yes | Dry | Veeder Root | TLS 350 | Veeder Root | VR 794390-420 | No | [8 empty] | No | No |  | No |  |  | No |  | Yes | Dry | Veeder Root | TLS 350 | Veeder Root | v/r 794380-350 | Yes | Yes | Yes | Red Jacket | FX1V | No | [5 empty] | No |  |  | No |  | No | No | No |  | Continuous |  | Veeder Root | TLS 350 | Veeder Root | v/r 794380-320 | Yes | Yes | Yes | No | Single-walled |  |  | No | Yes | Yes | Yes | No | No | No | No | No | No | Yes | Yes | [8 empty] | Yes |  | Brian Decker | Director of Facilities | Russell Ariza | Cardlock Facilities Manager | Facility Owner/Operator |  | viola bankhead | EH & S Supervisor | 2024-03-07 11:01 | 2024-03-07 14:55 | Carmen Ellis | Vernon Health & Environmental Control Department | CUPA
10484197 | VERN | RELIABLE FUNDING INC | 90410932 | RELIABLE FUNDING INC | 2634 E 26th St | Vernon | 90058 | UST Removal | 2 | 10484197-002 | MODERN | One in a Compartmented Unit | 6000 | 1985-01-01 | 2024-05-15 |  | 2 | 6000 | Motor Vehicle Fueling |  | Diesel |  |  | Double Wall | Steel |  | Fiberglass |  | Yes | Yes | No | No | Double-walled | Gravity | Fiberglass |  | Fiberglass |  | Single-walled | Fiberglass |  | Fiberglass |  | None | None |  | None |  | Steel |  | Fiberglass |  | Yes | No | Yes | Single-walled | Steel |  | No | No | Yes |  |  |  | Annually |  | Site Plan Previously Submitted | Yes | Dry | Veeder Root | TLS300C | Veeder Root | 420 | No | [8 empty] | No | No |  | No |  |  | No |  | Yes | Dry | VEEDER ROOT | TLS300C | VEEDER ROOT | 208 | Yes | Yes | No |  |  | No | [5 empty] | Yes | Every 3 Years |  | Yes |  | Yes | No | No |  | Continuous |  | Veeder Root | TLS 3000 | Veedor Root | 208 | Yes | Yes | Yes | Yes | Single-walled |  | No | No | Yes | Yes | Yes | Yes | No | No | No | No | No | Yes | Yes | [8 empty] | Yes |  | ELENA SHAKHPAZAN | Gen Manager |  | Sales Manager | Authorized Representative of Owner |  |  | Gen Manager | 2024-07-22 16:31 | 2024-07-22 16:33 | DO DO | Vernon Health & Environmental Control Department | CUPA
10484197 | VERN | RELIABLE FUNDING INC | 90410932 | RELIABLE FUNDING INC | 2634 E 26th St | Vernon | 90058 | UST Removal | 1 | 10484197-001 | MODERN | One in a Compartmented Unit | 4000 | 1985-01-01 | 2024-05-15 |  | 2 | 4000 | Motor Vehicle Fueling |  | Diesel |  |  | Double Wall | Steel |  | Fiberglass |  | Yes | Yes | No | No | Double-walled | Gravity | Fiberglass |  | Fiberglass |  | Single-walled | Fiberglass |  | Fiberglass |  | None | None |  | None |  | Steel |  | Fiberglass |  | Yes | No | Yes | Single-walled | Steel |  | No | No | Yes |  | ELENA SHAKHPAZYAN | Gen Manager | Annually |  | Site Plan Previously Submitted | Yes | Dry | Veeder Root | TLS300C | Veeder Root | 420 | No | [8 empty] | No | No |  | No |  |  | No |  | Yes | Dry | VEEDER ROOT | TLS300C | VEEDER ROOT | 208 | Yes | Yes | No |  |  | No | [5 empty] | Yes | Every 3 Years |  | Yes |  | Yes | No | No |  | Continuous |  | Veeder Root | TLS 3000 | Veedor Root | 208 | Yes | Yes | Yes | Yes | Single-walled |  | No | No | Yes | Yes | Yes | Yes | No | No | No | No | No | Yes | Yes | [8 empty] | Yes |  | ELENA SHAKHPAZAN | Gen Manager |  | Sales Manager | Authorized Representative of Owner |  |  | Gen Manager | 2024-07-22 16:31 | 2024-07-22 16:33 | DO DO | Vernon Health & Environmental Control Department | CUPA
10489996 | VERN | City of Vernon | 90397123 | County of Los Angeles Fire Station #52 | 4301 S Santa Fe Ave | Vernon | 90058 | Confirmed/Updated Information | 1 | 10489996-001 | Joor | A Stand-alone Tank | 1000 | 1998-06-02 |  |  | 1 |  | Motor Vehicle Fueling |  | Diesel |  |  | Double Wall | Steel |  | Fiberglass |  | No | No | Yes | No | Double-walled | Conventional Suction | Fiberglass |  | Fiberglass |  | Single-walled | Fiberglass |  | Fiberglass |  | None | None |  | None |  | Steel |  | Fiberglass |  | Yes | Yes | Yes | Single-walled | Rigid Plastic |  | No | No | Yes |  | Scott Rigg | PW & Water Sup | Annually |  | Site Plan Previously Submitted | Yes | Dry | Veeder-Root | TLS 300C | Veeder-Root | 420 | No | [8 empty] | No | No |  | No |  |  | No |  | Yes | Dry | Veeder-Root | TLS 300C | Veeder-Root | 794380-208 | Yes | Yes | No |  |  | No | [5 empty] | No |  |  | No |  | No | No | No |  | Continuous |  | Veeder-Root | TLS 300C | Veeder-Root | 794380-208 | Yes | Yes | Yes | Yes | Single-walled |  |  | No | Yes | Yes | Yes | Yes | No | No | No | No | No | Yes | Yes | [8 empty] | Yes |  | Dan Wall | Director of Public Works | Dwight Pierce | Lead Facilities | Tank Owner/Operator |  | Scott Rigg | PW & Water Sup | 2024-01-11 16:18 | 2024-01-30 07:35 | Tho Do | Vernon Health & Environmental Control Department | CUPA
10735381 |  | VERNON PETROLEUM | 90691636 | VERNON SOTO INC. | 3031 E Vernon Ave | Vernon | 90058 | Confirmed/Updated Information | 4 | 10735381-004 |  | A Stand-alone Tank | 10000 | 1984-01-01 |  |  | 1 |  | Motor Vehicle Fueling |  | Diesel |  |  | Double Wall | Fiberglass |  | Fiberglass |  | No | No | Yes | No | Double-walled | Pressure | Fiberglass |  | Fiberglass |  | Single-walled | Fiberglass |  | None |  | None | Fiberglass |  | None |  | Fiberglass |  | None |  | Yes | Yes | Yes | Single-walled | Rigid Plastic |  | No | No | Yes |  |  |  | Annually |  | New Plan Submitted | Yes | Dry | VEEDER ROOT | TLS 350 | VEEDER ROOT | 409 | No | [8 empty] | No | No |  | No |  |  | No |  | Yes | Dry | VEEDER ROOT | TLS 350 | VEEDER ROOT | 208 | Yes | Yes | No |  |  | Yes | VEEDER ROOT | PLLD |  | Yes | Yes | No |  |  | No |  | No | No | No |  | Continuous |  | VEEDER ROOT | TLS 350 | VEEDER ROOT | 208 | Yes | Yes | Yes | No | Single-walled |  |  | No | Yes | Yes | Yes | Yes | No | No | No | No | No | Yes | Yes | [8 empty] | Yes |  | HOSSEIN KAZEMI | MANAGER | [6 empty] | 2024-01-16 13:42 | 2024-02-12 09:24 | Carmen Ellis | Vernon Health & Environmental Control Department | CUPA
10735381 |  | VERNON PETROLEUM | 90691636 | VERNON SOTO INC. | 3031 E Vernon Ave | Vernon | 90058 | Confirmed/Updated Information | 1 | 10735381-001 |  | A Stand-alone Tank | 10000 | 1984-01-01 |  |  | 1 |  | Motor Vehicle Fueling |  | Regular Unleaded |  |  | Double Wall | Fiberglass |  | Fiberglass |  | No | No | Yes | No | Double-walled | Pressure | Fiberglass |  | Fiberglass |  | Single-walled | Fiberglass |  | None |  | None | Fiberglass |  | None |  | Fiberglass |  | None |  | Yes | Yes | Yes | Single-walled | Rigid Plastic |  | No | No | Yes |  |  |  | Annually |  | New Plan Submitted | Yes | Dry | VEEDER ROOT | TLS 350 | VEEDER ROOT | 409 | No | [8 empty] | No | No |  | No |  |  | No |  | Yes | Dry | VEEDER ROOT | TLS 350 | VEEDER ROOT | 208 | Yes | Yes | No |  |  | Yes | VEEDER ROOT | PLLD |  | Yes | Yes | No |  |  | No |  | No | No | No |  | Continuous |  | VEEDER ROOT | TLS 350 | VEEDER ROOT | 208 | Yes | Yes | Yes | No | Single-walled |  |  | No | Yes | Yes | Yes | Yes | No | No | No | No | No | Yes | Yes | [8 empty] | Yes |  | HOSSEIN KAZEMI | MANAGER | [6 empty] | 2024-01-16 13:42 | 2024-02-12 09:24 | Carmen Ellis | Vernon Health & Environmental Control Department | CUPA
10735381 |  | VERNON PETROLEUM | 90691636 | VERNON SOTO INC. | 3031 E Vernon Ave | Vernon | 90058 | Confirmed/Updated Information | 3 | 10735381-003 |  | A Stand-alone Tank | 10000 | 1984-01-01 |  |  | 1 | SLAVE | Motor Vehicle Fueling |  | Premium Unleaded |  |  | Double Wall | Fiberglass |  | Fiberglass |  | No | No | Yes | No | Double-walled | Pressure | Fiberglass |  | Fiberglass |  | Single-walled | Fiberglass |  | None |  | None | Fiberglass |  | None |  | Fiberglass |  | None |  | Fill Components Installed 451-a: Yes; Fill Components Installed 451-b: Yes; Fill Components Installed 451-c: Yes; Under Dispenser Containment (UDC) 469a: Single-walled; Under Dispenser Containment (UDC) 469b: Rigid Plastic; Corrosion Prevention 448a: No; Corrosion Prevention 448b: No; Corrosion Prevention 448c: Yes; Equipment Testing and Preventive Maintenance 490-3a: Annually; Site Plot Plan Submitted 490-4: New Plan Submitted; Continuous Electronic Tank Monitoring 490-5: Yes; Continuous Electronic Tank Monitoring 490-6: Dry; Continuous Electronic Tank Monitoring 490-7: VEEDER ROOT; Continuous Electronic Tank Monitoring 490-8: TLS 350; Continuous Electronic Tank Monitoring 490-9: VEEDER ROOT; Continuous Electronic Tank Monitoring 490-10: 409; Automatic Tank Gauging 490-11: No; Monthly Statistical Inventory Reconciliation 490-20: No; Weekly Manual Tank Gauge 490-21: No; Tank Integrity Testing 490-23: No; Other Tank Monitoring 490-26: No; Continuous Monitoring of Piping Secondary Containment 490-28: Yes; Continuous Monitoring of Piping Secondary Containment 490-29: Dry; Continuous Monitoring of Piping Secondary Containment 490-30: VEEDER ROOT; Continuous Monitoring of Piping Secondary Containment 490-31: TLS 350; Continuous Monitoring of Piping Secondary Containment 490-32: VEEDER ROOT; Continuous Monitoring of Piping Secondary Containment 490-33: 208; Continuous Monitoring of Piping Secondary Containment 490-34: Yes; Continuous Monitoring of Piping Secondary Containment 490-35: Yes; Mechanical Line Leak Detector Performs 3 GPH Leak Test 490-36: No; Electronic Line Leak Detector Performs 3 GPH Leak Test 490-39: No; Pipeline Integrity Testing 490-45: No; Visual Pipeline Monitoring 490-48: No; Suction Piping Meets Exemption Criteria 490-50: No; No Regulated Piping Per Health and Safety Code, Division 20, Chapter 6.7 Is Connected To The Tank System 490-51: No; Other Pipeline Monitoring 490-52: Yes; Under Dispenser Containment (UDC) Monitoring 490-54a: Continuous; Under Dispenser Containment (UDC) Monitoring 490-55: VEEDER ROOT; Under Dispenser Containment (UDC) Monitoring 490-56: TLS 350; Under Dispenser Containment (UDC) Monitoring 490-57: VEEDER ROOT; Under Dispenser Containment (UDC) Monitoring 490-58: 208; Under Dispenser Containment (UDC) Monitoring 490-59: Yes; Under Dispenser Containment (UDC) Monitoring 490-60: Yes; Under Dispenser Containment (UDC) Monitoring 490-61: Yes; Under Dispenser Containment (UDC) Monitoring 490-62: No; Under Dispenser Containment (UDC) Monitoring 490-63: Single-walled; Periodic System Testing 490-65: No; Periodic System Testing 490-66: Yes; Periodic System Testing 490-67: Yes; Recordkeeping 490-68a: Yes; Recordkeeping 490-68b: Yes; Recordkeeping 490-68c: No; Recordkeeping 490-68d: No; Recordkeeping 490-68e: No; Recordkeeping 490-68f: No; Recordkeeping 490-68g: No; Recordkeeping 490-68h: Yes; Training 490-69a: Yes; Training 490-70: Yes; Personnel Responsibilities 490-72: HOSSEIN KAZEMI; Personnel Responsibilities 490-73: MANAGER | 2024-01-16 13:42 | 2024-02-12 09:24 | Carmen Ellis | Vernon Health & Environmental Control Department | CUPA
10735381 |  | VERNON PETROLEUM | 90691636 | VERNON SOTO INC. | 3031 E Vernon Ave | Vernon | 90058 | Confirmed/Updated Information | 2 | 10735381-002 |  | A Stand-alone Tank | 10000 | 1984-01-01 |  |  | 1 | SYPHON | Motor Vehicle Fueling |  | Regular Unleaded |  |  | Double Wall | Fiberglass |  | Fiberglass |  | No | No | Yes | No | Double-walled | Pressure | Fiberglass |  | Fiberglass |  | Single-walled | Fiberglass |  | None |  | None | Fiberglass |  | None |  | Fiberglass |  | None |  | Fill Components Installed 451-a: Yes; Fill Components Installed 451-b: Yes; Fill Components Installed 451-c: Yes; Under Dispenser Containment (UDC) 469a: Single-walled; Under Dispenser Containment (UDC) 469b: Rigid Plastic; Corrosion Prevention 448a: No; Corrosion Prevention 448b: No; Corrosion Prevention 448c: Yes; Equipment Testing and Preventive Maintenance 490-3a: Annually; Site Plot Plan Submitted 490-4: New Plan Submitted; Continuous Electronic Tank Monitoring 490-5: Yes; Continuous Electronic Tank Monitoring 490-6: Dry; Continuous Electronic Tank Monitoring 490-7: VEEDER ROOT; Continuous Electronic Tank Monitoring 490-8: TLS 350; Continuous Electronic Tank Monitoring 490-9: VEEDER ROOT; Continuous Electronic Tank Monitoring 490-10: 409; Automatic Tank Gauging 490-11: No; Monthly Statistical Inventory Reconciliation 490-20: No; Weekly Manual Tank Gauge 490-21: No; Tank Integrity Testing 490-23: No; Other Tank Monitoring 490-26: No; Continuous Monitoring of Piping Secondary Containment 490-28: Yes; Continuous Monitoring of Piping Secondary Containment 490-29: Dry; Continuous Monitoring of Piping Secondary Containment 490-30: VEEDER ROOT; Continuous Monitoring of Piping Secondary Containment 490-31: TLS 350; Continuous Monitoring of Piping Secondary Containment 490-32: VEEDER ROOT; Continuous Monitoring of Piping Secondary Containment 490-33: 208; Continuous Monitoring of Piping Secondary Containment 490-34: Yes; Continuous Monitoring of Piping Secondary Containment 490-35: Yes; Mechanical Line Leak Detector Performs 3 GPH Leak Test 490-36: No; Electronic Line Leak Detector Performs 3 GPH Leak Test 490-39: No; Pipeline Integrity Testing 490-45: No; Visual Pipeline Monitoring 490-48: No; Suction Piping Meets Exemption Criteria 490-50: No; No Regulated Piping Per Health and Safety Code, Division 20, Chapter 6.7 Is Connected To The Tank System 490-51: No; Other Pipeline Monitoring 490-52: Yes; Under Dispenser Containment (UDC) Monitoring 490-54a: Continuous; Under Dispenser Containment (UDC) Monitoring 490-55: VEEDER ROOT; Under Dispenser Containment (UDC) Monitoring 490-56: TLS 350; Under Dispenser Containment (UDC) Monitoring 490-57: VEEDER ROOT; Under Dispenser Containment (UDC) Monitoring 490-58: 208; Under Dispenser Containment (UDC) Monitoring 490-59: Yes; Under Dispenser Containment (UDC) Monitoring 490-60: Yes; Under Dispenser Containment (UDC) Monitoring 490-61: Yes; Under Dispenser Containment (UDC) Monitoring 490-62: No; Under Dispenser Containment (UDC) Monitoring 490-63: Single-walled; Periodic System Testing 490-65: No; Periodic System Testing 490-66: Yes; Periodic System Testing 490-67: Yes; Recordkeeping 490-68a: Yes; Recordkeeping 490-68b: Yes; Recordkeeping 490-68c: No; Recordkeeping 490-68d: No; Recordkeeping 490-68e: No; Recordkeeping 490-68f: No; Recordkeeping 490-68g: No; Recordkeeping 490-68h: Yes; Training 490-69a: Yes; Training 490-70: Yes; Personnel Responsibilities 490-72: HOSSEIN KAZEMI; Personnel Responsibilities 490-73: MANAGER | 2024-01-16 13:42 | 2024-02-12 09:24 | Carmen Ellis | Vernon Health & Environmental Control Department | CUPA

## UST Cert of Installation & Mod
Facility Identification and Location | [5 empty] | UST Certification Project Type |  |  |  |  | Work Authorized Under Permit |  | Contractor Information |  |  | Certification / Applicant Information | [5 empty] | Submittal / Acceptance Information |  |  | Regulator Information
1a | 1 | 3 | 103 | 104 |  | 483a-1 | 483a-2 | 483a-3 | 483a-4 | 483a-5 | 483b | 483c | 482a | 482b | 482c | 484 | 485 | 486 | 487 | 488 | 489
CERS ID | Facility ID | Facility Name | Facility Street Address | Facility City | Facility ZIP Code | Tank Installation / Replacement | Piping Installation / Replacement | Sump Installation / Replacement | Under Dispenser Containment Installation / Replacement | Other | Work Authorized Under Permit (Number or Date) | Description of Work Being Certified | Name of Contractor Who Performed Installation/ Modification | Contractor's License Number | Contractor's ICC Certification Number | Date Certified | Certifier’s Name | Certifier’s Title | Phone Number | Name of Certifier’s Employer | Certifier’s Relationship to Tank Owner | Date Submitted to CERS | Date Accepted by Regulator | Regulator Agent Name | Regulator Name | Regulator Type