## Overview
CERS UST Facility/Tank Data Download
This spreadsheet contains UST Facility, Tank, Monitoring Plan, and Certification of Installation/Modification data exported from the California Environmental Reporting System (CERS). Use Excel's worksheet tabs or the hyperlinks below to access the export data. Please note, this exported data only includes data that has been "Accepted" by Regulators. Any UST Facility data that has been "Submitted" but has never been "Accepted" by a Regulator is not shown.
Tank counts:
• | The ‘UST Facility Info’ table (the first generated worksheet) Field 404, ‘Total Number of USTs’, provides a count of all active tanks listed in the last accepted submittal shown on that table. It may not be equal to the next worksheet ‘UST Tank and Monitoring Plan Info Count of Exported Records’ shown on this page. The UST Tank and Monitoring Plan Info is a count of all tanks reported on all accepted submittals. In some cases, such as if a tank ID is altered or a business user reports additional tanks on a submittal, there will be tanks reported on one submittal and not on another. The ‘UST Tank and Monitoring Plan Info Count of Exported Records’ includes all such tanks.
• | Date Range vs No Date Range:
| o | Tanks reported in CERS that do not have a tank install date will be reported if no date range is selected. They will not be reported if a date range is selected.
| o | UPA staff are encouraged to ensure that all active tanks have a tank installation date and that all permanently closed or removed tanks have a tank closure date.
• | Report 6: This report will report all tanks and therefore should be consistent with ‘UST Tank and Monitoring Plan Info Count of Exported Records’. The date range limitations are also the same, tank records with no date installed or closed will not be counted if the report is run with a date range.
Data Export Date/Time: |  |  | 8/14/2024 3:54:33 PM
Record Filtering Criteria (if any): |  |  | Facility regulated by "Yuba County Environmental Health Department".
Generated Worksheets |  |  | Count of Exported Records
UST Facility Info |  |  | 49
UST Tank & Monitoring Plan Info |  |  | 158
UST Cert of Installation & Mod |  |  | 0
For more information about the meaning of the Unified Program Data Dictionary (UPDD) codes, visit the CUPA Data Registry at the following URL:
https://cersapps.calepa.ca.gov/DataRegistry

## UST Facility Info
Facility Identification and Location | [9 empty] | General UST Facility Permit Info | [6 empty] | Property Owner | [6 empty] | Tank Owner | [7 empty] | Tank Operator | [6 empty] | Petroleum UST Financial Responsibility Mechanism(s) | [10 empty] | Certification / Applicant Information |  |  |  | Submittal / Acceptance Information |  |  |  | Regulator Information
1a | 1 |  |  | 3 | 103 | 104 |  |  |  | 400 | 403 | 421 | 423 | 404 | 405 | 406 | 407 | 408 | 409 | 410 | 411 | 412 | 412a | 414 | 415 | 416 | 417 | 418 | 419 | 419a | 420 | 428-1 | 428-2 | 428-3 | 428-4 | 428-5 | 428-6 | 428-7 | 422-1 | 422-2 | 422-3 | 422-4 | 422-5 | 422-6 | 422-8 | 422-9 | 422-10 | 422-99 | 422-99a | 424 | 426 | 427 | 425
CERS ID | Facility ID | Organization Name | Organization Code | Facility Name | Facility Street Address | Facility City | Facility ZIP Code | Latitude Measure | Longitude Measure | Type of Action | UST Facility Type | BOE Number | Permit Holder Notification Information | Total Number of USTs | Indian or Trust Land | Supervisor of Division, Section, or Office | Name | Phone | Mailing Address | City | State | ZIP Code | Country | Name | Phone | Mailing Address | City | State | ZIP Code | Country | Type | Name | Phone | Mailing Address | City | State | ZIP Code | Country | Self- Insured | Guarantee | Insurance | Surety Bond | Letter of Credit | Exemption | State Fund and CFO letter | State Fund and CD | Local Government Mechanism | Other | Other Description | Date Certified | Applicant Name | Applicant Title | Applicant Phone | Date Submitted to CERS | Date Accepted by Regulator | Regulator Comment | Regulator Agent Name | Regulator Name | Regulator Type
10121167 | 58-000-HM0060 | Browns Valley One Stop | 90065581 | Browns Valley One Stop | 5362 Marysville Road | Browns Valley | 95918 | 39.2286 | -121.4133 | Confirmed/Updated Information | Motor Vehicle Fueling | 44044292 | Tank Operator | 3 | No |  | Vinod Trehan | 530-741-3663 | 5362 Marysville Road | Browns Valley | CA | 95918 | United States | Vinod Trehan | 730-701-1078 | 2460 Trenton Drive | San Bruno | CA | 94066 | United States | Non-Government | Shiv Trehan | 530-741-3663 | 5362 Marysville Road | Browns Valley | CA | 95918 | United States | No | No | No | No | No | No | Yes | No | No | No |  |  | Gaurav Trehan | Secretary | 530-741-3663 | 2022-03-03 11:38 | 2022-04-22 12:46 |  | Jason Hempsmyer | Yuba County Environmental Health Department | CUPA
10121173 | 58-000-HM0027 | Econo-Gas | 90065605 | Econo-Gas | 704 10th Street | Marysville | 95901 | 39.1453 | -121.5946 | Confirmed/Updated Information | Motor Vehicle Fueling | 044052006 | Tank Operator | 4 | No |  | Tamana Ansari | 925-399-9948 | 704 10th Street | Marysville | CA | 95901 | United States | Tamana Ansari | 925-399-9948 | 704 10th Street | Marysville | CA | 95901 | United States | Non-Government | Tamana Ansari | 925-399-9948 | 704 10th Street | Marysville | CA | 95901 | United States | No | No | No | No | No | No | Yes | No | No | No |  |  | Paramjit Deol | Owner | 530-743-9051 | 2024-06-07 08:57 | 2024-07-12 11:52 |  | Jason Hempsmyer | Yuba County Environmental Health Department | CUPA
10121767 | 58-000-HM0078 | Civic Energy Center | 90551320 | Lakeview Center | 1111 B Street | Marysville | 95901 | 39.148 | -121.5866 | Confirmed/Updated Information | Motor Vehicle Fueling | 44041932 | Tank Operator | 3 | No |  | Beauchamp David T & Elizabeth Ann co trustees | 530-676-1114 | 991 Old Newman Road | Rescue | CA | 95672 | United States | Lakeview Development | 530-743-7710 | P.O. Box 668 | Marysville | CA | 95901 | United States | Non-Government | Rhonda Howe | 530-682-3290 | P.O. Box 668 | Marysville | CA | 95901 | United States | No | No | No | No | No | No | Yes | No | No | No |  |  | Rhonda Jones | Vice President | 530-743-7710 | 2023-02-23 11:39 | 2023-08-03 16:12 |  | Jason Hempsmyer | Yuba County Environmental Health Department | CUPA
10122442 | 58-000-HM0079 | Full Stop | 90088699 | Kwik Serv | 5871 Feather River Blvd. | Olivehurst | 95961 | 39.1226 | -121.5787 | Confirmed/Updated Information | Motor Vehicle Fueling | 44206574 | Facility Owner | 2 | No |  | Abdul Ghulamhussain | 650-642-1725 | 5871 Feather River Blvd. | Olivehurst | CA | 95961 | United States | Abdul Ghulamhussain | 650-642-1725 | 5871 Feather River Blvd. | Olivehurst | CA | 95961 | United States | Non-Government | Abdul Ghulamhussain | 650-642-1725 | 5871 Feather River Blvd. | Olivehurst | CA | 95961 | United States | No | No | No | No | No | No | Yes | No | No | No |  |  | Abdul Ghulamhussain | Owner | 650-642-1725 | 2024-04-02 09:04 | 2024-04-19 10:50 |  | Jason Hempsmyer | Yuba County Environmental Health Department | CUPA
10122490 | 58-000-HM0025 | A Food Mart | 90070540 | A Food Mart | 830 E Street | Marysville | 95901 | 39.1444 | -121.5916 | Confirmed/Updated Information | Motor Vehicle Fueling | 44045971 | Tank Operator | 3 | No |  | Mohabatpal Kaile | 530-790-0992 | 498 White Rock Drive | Yuba City | CA | 95991 | United States | Mohabatpal Kaile | 530-790-0092 | 498 White Rock Drive | Yuba City | CA | 95991 | United States | Non-Government | Mohabatpal Kaile | 530-743-9090 | 830 E Street | Marysville | CA | 95901 | United States | No | No | No | No | No | No | Yes | No | No | No |  |  | Mohabatpal Kaile | Owner | 530-743-9090 | 2024-04-01 14:22 | 2024-04-19 11:39 |  | Jason Hempsmyer | Yuba County Environmental Health Department | CUPA
10122517 | 58-000-HM0580 | Caltrans District 3 | 90130000 | Caltrans - Special Crews (Furneaux Rd) | 1403 Furneaux Road | Olivehurst | 95961 | 39.109 | -121.566 | Confirmed/Updated Information | Motor Vehicle Fueling | 44032062 | Facility Owner | 2 | No | Caltrans | Caltrans | 530 741-4060 | 703 B Street | Marysville | CA | 95901 | United States | Caltrans | 530 741-4060 | 703 B Street | Marysville | CA | 95901 | United States | State Agency | Caltrans | 530 741-4060 | 703 B Street | Marysville | CA | 95901 | United States | No | No | No | No | No | Yes | No | No | No | No |  |  | Curtis Scribner | Superintendent | 530 741-4060 | 2024-01-03 09:16 | 2024-04-12 11:32 |  | Jason Hempsmyer | Yuba County Environmental Health Department | CUPA
10122934 | 58-000-HM0224 | Circle A | 90072157 | Circle A | 1215 East 22nd Street | Marysville | 95901 | 39.1593 | -121.565 | Confirmed/Updated Information | Motor Vehicle Fueling | 44041509 | Tank Operator | 3 | No |  | Mohabatpal S. Kaile.0 | 530-682-3588 | 1215 E 22nd Street | Marysville | CA | 95901 | United States | Mohabatpal S. Kaile | 530-682-3588 | 1215 E 22nd Street | Marysville | CA | 95901 | United States | Non-Government | Bryan Stueart | 530-682-3588 | 1215 E 22nd Street | Marysville | CA | 95901 | United States | No | No | No | No | No | No | Yes | No | No | No |  |  | Mohabatpal S. Kaile | Managing Member | 530-742-4992 | 2024-04-01 14:41 | 2024-04-19 11:40 |  | Jason Hempsmyer | Yuba County Environmental Health Department | CUPA
10122955 | 58-000-HM0254 | Olivehurst Mini-Mart | 90072247 | Olivehurst Mini-Mart | 4881 Olivehurst Ave. | Olivehurst | 95961 | 39.0956 | -121.5512 | Confirmed/Updated Information | Motor Vehicle Fueling | 44048169 | Facility Owner | 3 | No |  | Davinderjit Singh | 530-763-5465 | 4881 Olivehurst Ave. | Olivehurst | CA | 95961 | United States | Davinderjit Singh | 530-763-5465 | 4881 Olivehurst Ave. | Olivehurst | CA | 95961 | United States | Non-Government | Davinderjit Singh | 530-301-4768 | 4881 Olivehurst Ave. | Olivehurst | CA | 95961 | United States | No | No | No | No | No | No | Yes | No | No | No |  |  | Davinderjit Singh | Owner | 530-763-5465 | 2024-04-01 15:03 | 2024-04-19 11:45 |  | Jason Hempsmyer | Yuba County Environmental Health Department | CUPA
10122961 | 58-000-HM0367 | Lally Foodmart | 90072274 | Lally Food Mart | 1946 North Beale Road | Marysville | 95901 | 39.1276 | -121.5442 | Confirmed/Updated Information | Motor Vehicle Fueling | 44039833 | Tank Operator | 3 | No |  | Jarnail S. Lally/partner | 530-741-3536 | 1946 North Beale Road | Marysville | CA | 95901 | United States | Palwinder Lally (Partnership) | 530-741-3536 | 1946 North Beale Road | Marysville | CA | 95901 | United States | Non-Government | Balwinder Singh/Partner | 530-741-3536 | 1946 North Beale Road | Marysville | CA | 95901 | United States | No | No | No | No | No | No | Yes | No | No | No |  |  | Balwinder Singh | Manager | 530-741-3536 | 2024-04-02 09:31 | 2024-04-19 10:47 |  | Jason Hempsmyer | Yuba County Environmental Health Department | CUPA
10122976 | 58-000-HM1054 | Beale Air Force Base | 90127726 | BAFB AAFES Capehart Shoppette | 4903 Camp Beale Road, HW Site#111, B4793 | Beale AFB | 95903 | 39.0962 | -121.3378 | Confirmed/Updated Information | Motor Vehicle Fueling | 44032063 | Facility Owner | 3 | No | Theodore Brennis, Tanks Program Manager, Environmental | Beale AFB | (530) 634-3987 | 6425 B St; Bldg 25390 | Beale AFB | CA | 95903 | United States | Beale AFB | (530) 634-3987 | 6425 B St; Bldg 25390 | Beale AFB | CA | 95903 | United States | Federal Agency | Mary Magoon | (530) 788-1271 | 4903 Camp Beale Highway; Bldg. 4793 | Beale AFB | CA | 95903 | United States | No | No | No | No | No | Yes | No | No | No | No | [5 empty] | 2024-02-29 11:20 | 2024-04-18 13:34 |  | Jason Hempsmyer | Yuba County Environmental Health Department | CUPA
10122982 | 58-000-HM1014 | Beale Air Force Base | 90127726 | BAFB 9th LRS Flightline Service Station | 8350 Arnold Ave, #11709 | Beale AFB | 95903 | 39.1516 | -121.4318 | Renewal Permit | Motor Vehicle Fueling | 44032063 | Facility Owner | 2 | No | Theodore Brennis, Tanks Program Manager, Environmental | USAF | (530) 634-3987 | 6425 B St; Bldg 25390 | Beale AFB | CA | 95903 | United States | USAF-9 CES | (530) 634-3987 | 6425 B St; Bldg 25390 | Beale AFB | CA | 95903 | United States | Federal Agency | 9 LRS/LGRF Fuels Management | (530) 634-9296 | 19401 Grumman avenue | Beale AFB | CA | 95903 | United States | No | No | No | No | No | Yes | No | No | No | No | [5 empty] | 2024-02-29 15:46 | 2024-04-23 09:09 |  | Jason Hempsmyer | Yuba County Environmental Health Department | CUPA
10123021 | 58-000-HM0120 | Rideout Health | 90072538 | Adventist Health & Rideout Hospital | 726 4th Street | Marysville | 95901 | 39.1385 | -121.5941 | Confirmed/Updated Information | Fuel Distribution | 44043826 | Tank Owner | 2 | No |  | Adventist Health & Rideout | 530-751-4010 | 989 Plumas Street | Yuba City | CA | 95991 | United States | Adventist Health & Rideout | 530-751-4010 | 989 Plumas Street | Yuba City | CA | 95991 | United States | Non-Government | Adventist Health & Rideout Hospital | 530-751-4838 | 726 4th Street | Marysville | CA | 95901 | United States | Yes | No | No | No | No | No | No | No | No | No |  |  | Mike Pierce | Director of Environmental Services | 530-749-4967 | 2024-02-20 09:22 | 2024-05-02 08:28 |  | Jason Hempsmyer | Yuba County Environmental Health Department | CUPA
10123108 | 58-000-HM0212 | Feather River Market | 90072862 | Feather River Market | 5870 Feather River Blvd. | Olivehurst | 95961 | 39.1229 | -121.5793 | Confirmed/Updated Information | Motor Vehicle Fueling | 44453695 | Tank Operator | 3 | No |  | Kulwinder Singh | 916-396-7276 | 3361 Coach Lane | Cameron Park | CA | 95682 | United States | Kulwinder Singh | 916-396-7276 | 3361 Coach Lane | Cameron Park | CA | 95682 | United States | Non-Government | Amarjit Sangha | 916-396-7276 | 3361 Coach Lane | Cameron Park | CA | 95682 | United States | No | No | No | No | No | No | Yes | No | No | No |  |  | Amarjit Sangha | Owner | 916-396-7276 | 2023-05-05 09:37 | 2023-05-11 11:03 |  | Jason Hempsmyer | Yuba County Environmental Health Department | CUPA
10123141 | 58-000-HM0348 | Lally Gas & Food | 90072982 | Lally Gas & Food | 4960 Olivehurst Avenue | Olivehurst | 95961 | 39.0977 | -121.5519 | Confirmed/Updated Information | Motor Vehicle Fueling | 44039181 | Facility Owner | 3 | No |  | Palwinder Lally | 916-649-8692 | 4960 Olivehurst Avenue | Olivehurst | CA | 95961 | United States | Palwinder Lally | 916-649-8692 | 4960 Olivehurst Avenue | Olivehurst | CA | 95961 | United States | Non-Government | Palwinder Lally | 530-743-6447 | 4960 Olivehurst Avenue | Olivehurst | CA | 95961 | United States | No | No | No | No | No | No | Yes | No | No | No |  |  | Palwinder S. Lally | Manager | 530-743-6447 | 2024-04-02 09:36 | 2024-04-05 14:37 |  | Jason Hempsmyer | Yuba County Environmental Health Department | CUPA
10123156 | 58-000-HM0366 | ARCO AM/PM #82648 | 90073045 | ARCO AM/PM #82648 | 1129 North Beale Road | Marysville | 95901 | 39.1261 | -121.5752 | Confirmed/Updated Information | Motor Vehicle Fueling | 216665632 | Tank Operator | 4 | No |  | Vinnie Mehta | 510-759-2605 | 662 W Trevor Dr.. | Mountain House | CA | 95391 | United States | Vinnie Mehta | 510-759-2605 | 662 W Trevor Dr.. | Mountain House | CA | 95391 | United States | Non-Government | Vinnie Mehta | 510-759-2605 | 662 W Trevor Dr.. | Mountain House | CA | 95391 | United States | No | No | No | No | No | No | Yes | No | No | No |  |  | Marc Strauch | President | 916-257-6497 | 2024-04-02 08:51 | 2024-04-30 11:15 |  | Jason Hempsmyer | Yuba County Environmental Health Department | CUPA
10123741 | 58-000-HM0092 | Hira Petroleum | 90074731 | Hira Petroleum | 5057 Olivehurst Ave. | Olivehurst | 95961 | 39.1007 | -121.5512 | Confirmed/Updated Information | Motor Vehicle Fueling | 44044820 | Facility Owner | 3 | No |  | Hira Petroleum | 530-743-5709 | 5057 Olivehurst Ave. | Olivehurst | CA | 95961 | United States | Karnail Hira | 530-845-1225 | 5057 Olivehurst Ave. | Olivehurst | CA | 95961 | United States | Non-Government | Lakhbir Hira | 530-743-5709 | 5057 Olivehurst Ave. | Olivehurst | CA | 95961 | United States | No | No | No | No | No | No | Yes | No | No | No |  |  | Lakhbir Hira | Owner | 916-225-9050 | 2024-04-01 15:30 | 2024-04-19 11:48 |  | Jason Hempsmyer | Yuba County Environmental Health Department | CUPA
10125358 | 58-000-HM0093 | Raj's Mini Mart | 90080506 | Raj's Mini Mart | 100 D Street | Wheatland | 95692 | 39.0108 | -121.4265 | Confirmed/Updated Information | Motor Vehicle Fueling | 44040651 | Facility Owner | 4 | No |  | Raj Sharma | 530-633-2057 | P.O. Box 1107 | Wheatland | CA | 95692 | United States | Raj Sharma | 530-633-2057 | P.O. Box 1107 | Wheatland | CA | 95692 | United States | Non-Government | Raj Sharma | 530-633-2057 | P.O. Box 1107 | Wheatland | CA | 95692 | United States | No | No | No | No | No | No | Yes | No | No | No |  |  | Raj Kumar Sharma | Owner | 530-633-2057 | 2024-01-09 08:29 | 2024-04-19 09:09 |  | Jason Hempsmyer | Yuba County Environmental Health Department | CUPA
10126399 | 58-000-HM0576 | 7-Eleven 39258B | 90084274 | 7-Eleven 39258B | 5380 Lindhurst Avenue | Marysville | 95901 | 39.1098 | -121.5556 | Confirmed/Updated Information | Motor Vehicle Fueling | 44045344 | Tank Operator | 4 | No |  | Rana Realestate, LLC. | 916-759-9665 | 2207 Hedrick Court | Rocklin | CA | 95765 | United States | Rana Realestate, LLC. | 916-759-9665 | 2207 Hedrick Court | Rocklin | CA | 95765 | United States | Non-Government | Rohit Rana | 530-749-8096 | 5380 Lindhurst Avenue | Marysville | CA | 95901 | United States | No | No | No | No | No | No | Yes | No | No | No |  |  | Jasvir Rana | Owner | 916-759-9665 | 2024-05-06 09:02 | 2024-05-06 13:43 |  | Jason Hempsmyer | Yuba County Environmental Health Department | CUPA
10127773 | 58-000-HM0143 | BP PRODUCTS NORTH AMERICA, INC. | 90135877 | ARCO 02079 | 707 E STREET | MARYSVILLE | 95901 | 39.1428 | -121.5905 | Confirmed/Updated Information | Motor Vehicle Fueling | 228240256 | Tank Owner | 2 | No |  | BP PRODUCTS NORTH AMERICA, INC. | 530-777-8942 | PO BOX 6038 | ARTESIA | CA | 90702 | United States | BP PRODUCTS NORTH AMERICA, INC. | 530-777-8942 | PO BOX 6038 | ARTESIA | CA | 90702 | United States | Non-Government | MS INVESTMENTS LLC | 530-742-7515 | 707 E STREET | MARYSVILLE | CA | 95901 | United States | No | No | Yes | No | No | No | No | No | No | No |  |  | SARAH SAMUELS | RETAIL COMPLIANCE COORDINATOR | 360-371-1500 | 2024-07-02 09:07 | 2024-07-10 11:16 |  | Jason Hempsmyer | Yuba County Environmental Health Department | CUPA
10127800 | 58-000-HM0049 | Full Stop | 90088699 | Full Stop | 1675 North Beale Road | Marysville | 95901 | 39.1281 | -121.5548 | Confirmed/Updated Information | Motor Vehicle Fueling | 44044125 | Tank Operator | 3 | No |  | Rajinder Gill | 530-673-1996 | 584 Shangai Bend | Yuba City | CA | 95991 | United States | Rajinder Gill | 530-673-1996 | 584 Shangai Bend | Yuba City | CA | 95991 | United States | Non-Government | Abdul G. Hussain | 530-713-1737 | 1675 North Beale Road | Marysville | CA | 95901 | United States | No | No | No | No | No | No | Yes | No | No | No |  |  | Abdul G. Hussain | Owner | 530-743-4334 | 2023-05-23 08:40 | 2023-06-16 11:45 |  | Jason Hempsmyer | Yuba County Environmental Health Department | CUPA
10127830 | 58000HM0270 | 5th Street Gas Station | 90088801 | 5th Street Gas Station | 929 5th Street | Marysville | 95901 | 39.14 | -121.5977 | Confirmed/Updated Information | Motor Vehicle Fueling | 44042574 | Facility Owner | 3 | No |  | Mohabatpal Kaile | 530-682-3588 | 929 5th Street | Marysville | CA | 95901 | United States | Mohabatpal Kaile | 530-682-3588 | 929 5th Street | Marysville | CA | 95901 | United States | Non-Government | Mohabatpal Kaile | 530-682-3588 | 929 5th Street | Marysville | CA | 95901 | United States | No | No | No | No | No | No | Yes | No | No | No |  |  | Mohabatpal Kaile | Owner | 530-682-3588 | 2024-04-01 13:45 | 2024-04-19 11:38 |  | Jason Hempsmyer | Yuba County Environmental Health Department | CUPA
10128124 | 58-000-HM0154 | PACIFIC BELL TELEPHONE COMPANY dba AT&T CALIFORNIA | 90002299 | AT&T California - TB044 | 421 F Street | Marysville | 95901 | 39.1397 | -121.5915 | Confirmed/Updated Information | Other | 44031914 | Facility Owner | 1 | No |  | Pacific Bell Telephone Company dba AT&T California | (800) 566-9347 | 311 S. Akard Street, Floor 12 | Dallas | TX | 75202 | United States | Pacific Bell Telephone Company dba AT&T California | (800) 566-9347 | 311 S. Akard Street, Floor 12 | Dallas | TX | 75202 | United States | Non-Government | Pacific Bell Telephone Company dba AT&T California | (800) 566-9347 | 311 S. Akard Street, Floor 12 | Dallas | TX | 75202 | United States | No | No | Yes | No | No | No | No | No | No | No |  |  | Sarah Bullock | Authorized Agent to AT&T | (800) 566-9347 | 2024-05-30 06:23 | 2024-06-20 16:30 |  | Jason Hempsmyer | Yuba County Environmental Health Department | CUPA
10128736 | 58-000-HM0347 | Wheatland Station | 90092428 | Wheatland Station | 500 McDevitt Drive | Wheatland | 95692 | 39.0142 | -121.4317 | Confirmed/Updated Information | Motor Vehicle Fueling | 44038790 | Tank Operator | 4 | No |  | Paradise Petro, Inc. | 916-769-8138 | 500 McDevitt Drive | Wheatland | CA | 95692 | United States | Paradise Petro, Inc. | 916-769-8138 | 500 McDevitt Drive | Wheatland | CA | 95692 | United States | Non-Government | Avtar Singh Khahera | 530-633-2333 | 500 McDevitt Drive | Wheatland | CA | 95692 | United States | No | No | No | No | No | No | Yes | No | No | No |  |  | Avtar Singh Khahera | Co-Owner | 530-633-2333 | 2024-04-02 09:10 | 2024-04-19 13:32 |  | Jason Hempsmyer | Yuba County Environmental Health Department | CUPA
10129156 | 58-000-HM0334 | Quick and Save | 90094051 | Quick and Save | 1780 North Beale Road | Marysville | 95901 | 39.1275 | -121.5508 | Confirmed/Updated Information | Motor Vehicle Fueling | 44033003 | Tank Operator | 2 | No |  | Rajinder Singh | 530-923-7849 | 1780 North Beale Road | Marysville | CA | 95901 | United States | Rajinder Singh | 530-923-7849 | 1780 North Beale Road | Marysville | CA | 95901 | United States | Non-Government | Rajinder Singh | 530-923-7849 | 1780 North Beale Road | Marysville | CA | 95901 | United States | No | No | No | No | No | No | Yes | No | No | No |  |  | Rajdeep Kaur | Owner | 530-315-2442 | 2024-04-01 15:19 | 2024-04-19 11:47 |  | Jason Hempsmyer | Yuba County Environmental Health Department | CUPA
10129405 | 58-000-HM0271 | Hira Petroleum | 90074731 | Valero Linda | 1573 North Beale Road | Marysville | 95901 | 39.1279 | -121.5591 | Confirmed/Updated Information | Motor Vehicle Fueling | 44963906 | Facility Owner | 3 | No |  | Karnail Hira | 530-845-1225 | 5057 Olivehurst Ave. | Olivehurst | CA | 95961 | United States | Karnail Hira | 530-845-1225 | 5057 Olivehurst Ave. | Olivehurst | CA | 95961 | United States | Non-Government | Karnial Hira | 530-845-1225 | 1573 North Beale Road | Marysville | CA | 95901 | United States | No | No | No | No | No | No | Yes | No | No | No |  |  | Karnail Hira | Owner | 530-845-1225 | 2024-04-01 15:51 | 2024-04-19 10:55 |  | Jason Hempsmyer | Yuba County Environmental Health Department | CUPA
10129462 | 58-000-HM0285 | College Villa Market | 90095158 | College Villa Market | 1947 North Beale Road | Marysville | 95901 | 39.1282 | -121.5445 | Confirmed/Updated Information | Motor Vehicle Fueling | 44035636 | Tank Operator | 2 | No |  | Kashmir Singh | 530-301-0485 | 424 D Street | Marysville | CA | 95901 | United States | Kashmir Singh | 530-301-0485 | 424 D Street | Marysville | CA | 95901 | United States | Non-Government | Avtar Singh | 916-459-7795 | 1525 Bridge Street #23 | Yuba City | CA | 95993 | United States | No | No | No | No | No | No | Yes | No | No | No |  |  | Avtar Singh | Operator | 916-459-7795 | 2024-04-01 15:12 | 2024-04-19 11:44 |  | Jason Hempsmyer | Yuba County Environmental Health Department | CUPA
10129615 | 58-000-HM0190 | Quik Stop Markets, Inc. | 90370432 | Quik Stop Market #134 | 1201 B Street | Marysville | 95901 | 39.1487 | -121.5867 | Confirmed/Updated Information | Motor Vehicle Fueling | 44018763 | Tank Owner | 3 | No |  | Harry J. Wander, MD | 530-741-1300 | 12952 Summit Ridge Drive | Nevada City | CA | 95959 | United States | Quik Stop Markets, Inc. | 508-270-4444 | 165 Flanders Road | Westborough | MA | 01581 | United States | Non-Government | Quik Stop Markets, Inc. | 508-270-4444 | 165 Flanders Road | Westborough | MA | 01581 | United States | No | No | Yes | No | No | No | Yes | No | No | No |  |  | Roger Batra | Director, Environmental Affairs | 510-445-2285 | 2024-04-02 09:29 | 2024-04-29 08:45 |  | Jason Hempsmyer | Yuba County Environmental Health Department | CUPA
10130314 | 58-000-HM0240 | PG&E | 90000226 | PG&E: North Valley Materials Distribution Center | 3736 Rancho Road | Wheatland | 95692 | 37.1481 | -119.6442 | Permanent Facility Closure | Motor Vehicle Fueling | 44002884 | Tank Operator | 0 | No |  | PG&E | 415-973-7204 | 77 Beale Street | San Francisco | CA | 94105 | United States | PG&E - Attn: Environmental Mgmt | 415-973-7204 | 77 Beale Street | San Francisco | CA | 94105 | United States | Non-Government | Ted Robinson | 530-634-6485 | 29 4th Street | Marysville | CA | 95901 | United States | Yes | No | No | No | No | No | No | No | No | No |  |  | Ted Robinson | Environmental Specialist | 530-701-2946 | 2021-02-18 15:46 | 2021-04-12 14:43 |  | Gary Cantwell | Yuba County Environmental Health Department | CUPA
10130407 | 58-000-HM0289 | Gold Eagle Market #1 | 90098734 | Gold Eagle Market #1 | 16823 Willow Glen Road | Brownsville | 95919 | 39.4578 | -121.282 | Confirmed/Updated Information | Motor Vehicle Fueling | 44043334 | Tank Operator | 2 | No |  | Fast Choice Markets, LLC. | 530-682-2322 | P.O. Box 190 | Brownsville | CA | 95919 | United States | Fast Choice markets,LLC. | 530-682-2322 | P.O. Box 190 | Brownsville | CA | 95919 | United States | Non-Government | Chuhar Sanghera | 530-682-2322 | 16823 Willow Glen Road | Brownsville | CA | 95919 | United States | No | No | No | No | No | No | Yes | No | No | No |  |  | Chuhar Sanghera | President | 530-682-2322 | 2024-04-02 09:19 | 2024-04-19 10:49 |  | Jason Hempsmyer | Yuba County Environmental Health Department | CUPA
10130680 | 58-000-HM0342 | Inter-State Oil Co. | 90099715 | Inter-State Oil Co. - Olivehurst Cardlock | 1455 Furneaux Road | Olivehurst | 95961 | 39.1074 | -121.5631 | Renewal Permit | Motor Vehicle Fueling | 44019272 | Tank Operator | 3 | No |  | Inter-State Oil Co. | 916-457-6572 | 8221 Alpine Avenue | Sacramento | CA | 95826 | United States | Inter-State Oil Co. | 916-457-6572 | 8221 Alpine Avenue | Sacramento | CA | 95826 | United States | Non-Government | Nic Richards | 916-225-1961 | 8221 Alpine Avenue | Sacramento | CA | 95826 | United States | No | No | No | No | No | No | Yes | No | No | No |  |  | Dominic Dacay | Director of Transportation & Safety | 916-457-6572 | 2023-10-19 09:06 | 2023-10-19 15:43 |  | Jason Hempsmyer | Yuba County Environmental Health Department | CUPA
10133836 | 58-000-HM0903 | Beale Air Force Base | 90127726 | BAFB AAFES Service Station | 5950 J St., B362, HW Site 30 | Beale AFB | 95903 | 39.1124 | -121.4191 | Confirmed/Updated Information | Motor Vehicle Fueling | 44032063 | Facility Owner | 3 | No | Theodore Brennis, Tanks Program Manager, Environmental | USAF | 530-634-3987 | 6425 B St; Bldg 25390 | Beale AFB | CA | 95903 | United States | USAF | 530-634-3987 | 6425 B St; Bldg 25390 | Beale AFB | CA | 95903 | United States | Federal Agency | Brittany Billingsley | 530-788-0214 | 5950 J Street, #362 | Beale AFB | CA | 95903 | United States | No | No | No | No | No | Yes | No | No | No | No |  |  | Lynne Peterson | Facility Manager | 530-788-0215 | 2024-02-29 11:27 | 2024-04-22 13:29 |  | Jason Hempsmyer | Yuba County Environmental Health Department | CUPA
10133854 | 58-000-HM0906 | Beale Air Force Base | 90127726 | BAFB 7th SWS Pave Paws | 7400 Spencer-Paul Rd., B5761, HW Sites #56&77 | Beale AFB | 95903 | 39.1364 | -121.3501 | Confirmed/Updated Information | Other | 44032063 | Tank Owner | 2 | No | Theodore Brennis, Tanks Program Manager, Environmental | USAF | 530-634-3987 | 6425 B St; Bldg 25390 | Beale AFB | CA | 95903 | United States | USAF | 530-634-3987 | 6425 B St; Bldg 25390 | Beale AFB | CA | 95903 | United States | Federal Agency | 7th SWS Pave Paws | 530-634-5283 | 7400 Spencer-Paul Road | Beale AFB | CA | 95903 | United States | No | No | No | No | No | Yes | No | No | No | No |  |  | Don Detwiler | Pollution Prevention Section Chief | 530-634-2642 | 2023-02-24 13:07 | 2023-03-06 09:27 |  | Jason Hempsmyer | Yuba County Environmental Health Department | CUPA
10133974 | 58-000-HM0076 | Yuba County CUPA Non-Regulated/Not Applicable Facilities | 99995800 | Al's 5th and E Shell | 501 5th Street | Marysville | 95901 | 39.1404 | -121.5909 | Permanent Facility Closure | Motor Vehicle Fueling | 44037029 | Tank Owner | 0 | No |  | Survjit and Amanjit Cheema | 530-329-3569 | 1793 Regency Way | Yuba City | CA | 95993 | United States | Survjit and Amanjit Cheema | 530-329-3569 | 1793 Regency Way | Yuba City | CA | 95993 | United States | Non-Government | Allan Engstrom | 530-742-5115 | 501 5th Street | Marysville | CA | 95901 | United States | No | No | No | No | No | No | Yes | No | No | No |  |  | Survjit Cheema | Property Owner | 530-329-3569 | 2022-03-10 14:44 | 2022-03-10 16:07 |  | Gary Cantwell | Yuba County Environmental Health Department | CUPA
10135294 | 58-000-HM0290 | Gold Eagle Market #2 | 90116230 | Gold Eagle Market #2 | 11269 Loma Rica Road | Marysville | 95901 | 39.3065 | -121.4269 | Confirmed/Updated Information | Motor Vehicle Fueling | 44040646 | Tank Operator | 3 | No |  | Fast Choice Markets | 530-742-2229 | 11269 Loma Rica Road | Marysville | CA | 95901 | United States | Fast Choice Markets | 530-742-2229 | 11269 Loma Rica Road | Marysville | CA | 95901 | United States | Non-Government | Paramjit Sanghera | 530-682-2324 | 11269 Loma Rica Road | Marysville | CA | 95901 | United States | No | No | No | No | No | No | Yes | No | No | No |  |  | Paramjit Sanghera | Owner | 530-742-2229 | 2023-05-23 09:29 | 2023-06-16 11:41 |  | Jason Hempsmyer | Yuba County Environmental Health Department | CUPA
10169799 | 58-000-HM0002 | H&S Energy, LLC | 90363457 | H&S Energy Products,LLC # 3025 | 1976 McGowan Pkwy | Olivehurst | 95961 | 39.0769 | -121.5439 | Confirmed/Updated Information | Motor Vehicle Fueling | 44051246 | Tank Owner | 4 | No |  | H&S Energy,LLC | 714-761-5426 | 2860 N Santiago Blvd | Orange | Ca | 92867 | United States | H&S Energy,LLC | 714-761-5426 | 2860 N. Santiago Blvd. | Orange | CA | 92867 | United States | Non-Government | H&S Energy Products,LLC | 714-761-5426 | 2860 N. Santiago Blvd. | Orange | CA | 92867 | United States | No | No | No | No | No | No | Yes | No | No | No |  |  | Desiz Burns | Compliance Specialist | 916-285-7402 | 2024-02-08 14:25 | 2024-05-02 14:12 |  | Jason Hempsmyer | Yuba County Environmental Health Department | CUPA
10169807 | 58-000-HM0682 | H&S Energy, LLC | 90363457 | H&S Energy Products, LLC #3026 | 4217 Arboga Rd | Olivehurst | 95961 | 39.0764 | -121.5608 | Confirmed/Updated Information | Motor Vehicle Fueling | 44051246 | Tank Owner | 3 | No |  | H&S Energy,LLC | 714-761-5426 | 2860 N. Santiago Blvd | Orange | CA | 92867 | United States | H&S Energy,LLC | 714-761-5426 | 2860 N. Santiago Blvd. | Orange | CA | 92867 | United States | Non-Government | H&S Energy Products,LLC | 714-761-5426 | 2860 N. Santiago Blvd. | Orange | CA | 92867 | United States | No | No | No | No | No | No | Yes | No | No | No |  |  | Desiz Burns | Compliance Specialist | 916-285-7402 | 2024-02-05 20:06 | 2024-05-02 14:05 |  | Jason Hempsmyer | Yuba County Environmental Health Department | CUPA
10172821 | 58-000-HM0900 | Beale Air Force Base | 90127726 | BAFB 9th CES Pumphouse #1, Liquid Fuels Storage | Flightline, Bldg #1017 | Beale Afb | 95903 | 39.1473 | -121.4373 | Confirmed/Updated Information | Motor Vehicle Fueling | 44032063 | Facility Owner | 8 | No | Chadwick Bukle; Chief Environmental Compliance | USAF | 530-634-2645 | 6425 B St; Bldg 25390 | Beale AFB | CA | 95903 | United States | USAF | 530-634-2645 | 6425 B St; Bldg 25390 | Beale AFB | CA | 95903 | United States | Federal Agency | USAF | 530-634-2645 | 6425 B St; Bldg 25390 | Beale AFB | CA | 95903 | United States | No | No | No | No | No | Yes | No | No | No | No |  |  | Susan Stewart | Tanks Compliance Program Manger | 530-634-2844 | 2024-07-09 10:41 | 2024-07-09 15:05 |  | Jason Hempsmyer | Yuba County Environmental Health Department | CUPA
10399768 | 58-000-HM0846 | Yuba County CUPA Non-Regulated/Not Applicable Facilities | 99995800 | United #5422 | 6000 Lindhurst Ave | Marysville | 95901 | 39.1225 | -121.5712 | Confirmed/Updated Information | Motor Vehicle Fueling | 44040092 | Facility Owner | 3 | No |  | Save Mart | 310-323-3992 | 1800 Standiford Ave | Modesto | CA | 95350 | United States | APRO, LLC | 310-323-3992 | 4130 Cover Street | Long Beach | CA | 90808 | United States | Non-Government | APRO, LLC | 310-323-3992 | 4130 Cover Street | Long Beach | CA | 90808 | United States | No | No | Yes | No | No | No | No | No | No | No |  |  | Allen Faass | California Compliance Manager | 949-289-5286 | 2021-01-11 12:24 | 2021-10-29 10:37 |  | Jason Hempsmyer | Yuba County Environmental Health Department | CUPA
10459993 | 58-000-HM0857 | Plumas Stop N Shop | 90397918 | Plumas Stop N Shop | 2297 River Oaks Blvd | Plumas Lake | 95961 | 39.0211 | -121.5489 | Confirmed/Updated Information | Motor Vehicle Fueling | 44050029 | Facility Operator | 3 | No |  | Paul Lally | 530-682-0987 | 2297 River Oaks Blvd. | Plumas Lake | CA | 95961 | United States | Paramjit Lally | 916-316-8652 | 2297 River Oaks Blvd. | Plumas Lake | CA | 95961 | United States | Non-Government | Paramjit Lally | 530-749-9515 | 2297 River Oaks Blvd. | Plumas Lake | CA | 95961 | United States | No | No | No | No | No | No | Yes | No | No | No |  |  | Paramjit Lally | Owner | 530-749-9515 | 2024-04-02 09:25 | 2024-04-05 14:39 |  | Jason Hempsmyer | Yuba County Environmental Health Department | CUPA
10774288 | 58-000-HM0890 | Plumas Stop N Shop #2 | 90723088 | Plumas Stop N Shop #2 | 869 River Oaks Blvd | Olivehurst | 95961 | 38.9788 | -121.546 | Confirmed/Updated Information | Motor Vehicle Fueling | 44053283 | Facility Owner | 3 | No | Palwinder Lally | Lally Investments | 530-682-0987 | 869 River Oaks Blvd | Olivehurst | CA | 95961 | United States | Palwinder Lally | 530-682-0987 | 869 River Oaks Blvd | Olivehurst | CA | 95961 | United States | Non-Government | Palwinder Lally | 530-682-0987 | 869 River Oaks Blvd | Olivehurst | CA | 95961 | United States | No | No | No | No | No | No | Yes | No | No | No | [5 empty] | 2024-04-01 14:52 | 2024-04-19 11:42 |  | Jason Hempsmyer | Yuba County Environmental Health Department | CUPA
10829854 |  | Olivehurst AM/PM | 90764893 | Olivehurst AM/PM | 5079 Powerline Rd | Olivehurst | 95961 | 39.1014 | -121.5509 | Confirmed/Updated Information | Motor Vehicle Fueling | 44053588 | Tank Owner | 3 | No |  | Taklak, Inc | 530-301-9812 | 5079 Powerline Road | Olivehurst | CA | 95961 | United States | Taklak, Inc | 530-301-9812 | 5079 Powerline Road | Olivehurst | CA | 95961 | United States | Non-Government | Taklak, Inc | 530-301-9812 | 5079 Powerline Road | Olivehurst | CA | 95961 | United States | No | No | No | No | No | No | Yes | No | No | No | [5 empty] | 2023-12-04 13:26 | 2023-12-12 09:07 |  | Jason Hempsmyer | Yuba County Environmental Health Department | CUPA
10868287 |  | Walmart | 90000097 | Walmart #5136 - Fueling Station | 1133 N Beale Rd | Marysville | 95901 | 39.1258 | -121.5745 | Confirmed/Updated Information | Motor Vehicle Fueling | 200846144 | Tank Owner | 4 | No |  | Walmart Real Estate Business Trust | (479) 204-3911 | P.O. Box 8050 | Bentonville | AR | 72712 | United States | Walmart Inc. | (479) 204-3911 | 2101 Simple Savings Drive | Bentonville | AR | 72716-0500 | United States | Non-Government | Walmart Inc. | (479) 204-3911 | 2101 Simple Savings Drive | Bentonville | AR | 72716-0500 | United States | No | No | Yes | No | No | No | No | No | No | No | [5 empty] | 2024-05-22 18:36 | 2024-05-24 09:56 |  | Jason Hempsmyer | Yuba County Environmental Health Department | CUPA
10869733 |  | Highway 70 Chevron | 90797905 | Highway 70 Chevron | 5416 Lindhurst Ave | Marysville | 95901 | 39.1108 | -121.5563 | Confirmed/Updated Information | Motor Vehicle Fueling | 253185344 | Facility Owner | 3 | No |  | Tejinder Deol | 9168834060 | 5416 Lindhurst Ave | Roseville | CA | 95747 | United States | Tejinder Deol | 9168834060 | 5416 Lindhurst Ave | Marysville | CA | 95747 | United States | Non-Government | Tejinder Deol | 9168834060 | 5416 Lindhurst Ave | Marysville | CA | 95747 | United States | No | No | Yes | No | No | No | No | No | No | No | [5 empty] | 2023-03-21 11:44 | 2023-06-22 08:40 |  | Jason Hempsmyer | Yuba County Environmental Health Department | CUPA
10895878 |  | 7-Eleven Inc. | 90129076 | 7-ELEVEN INC. #41791 | 508 E St | Marysville | 95901 | 39.1406 | -121.5905 | Confirmed/Updated Information | Motor Vehicle Fueling | 044031896 | Tank Owner | 3 | No |  | 7-ELEVEN INC. | 800-828-0711 | P.O. BOX 711 ATTN: GASOLINE COMPLIANCE, LOC 148 | DALLAS | TX | 75221 | United States | 7-ELEVEN INC. | 800-828-0711 | P.O. BOX 711 ATTN: GASOLINE COMPLIANCE, LOC 148 | DALLAS | TX | 75221 | United States | Non-Government | IS GILL #49 INC | 530-789-1943 | P.O. BOX 711 ATTN: GASOLINE COMPLIANCE, LOC 148 | DALLAS | TX | 75221 | United States | No | No | Yes | No | No | No | No | No | No | No | [5 empty] | 2024-01-31 07:38 | 2024-05-01 13:54 |  | Jason Hempsmyer | Yuba County Environmental Health Department | CUPA
10896211 |  | BK FOODMART 76 STORE | 90180793 | Edgewater 76 | 5512 Edgewater Cir | Marysville | 95901 | 39.1174 | -121.5496 | Confirmed/Updated Information | Motor Vehicle Fueling | 259267264 | Facility Owner | 3 | No |  | Baljit Gill | 5307134849 | 5512 Edgewater Circle | Marysville | CA | 95901 | United States | Baljit Gill | 5307134849 | 5512 Edgewater Circle | Marysville | CA | 95901 | United States | Non-Government | Simon Gill | 5306826060 | 5512 Edgewater Circle | Marysville | CA | 95901 | United States | No | No | No | No | No | No | Yes | No | No | No | [5 empty] | 2023-10-18 16:47 | 2023-10-19 15:45 |  | Jason Hempsmyer | Yuba County Environmental Health Department | CUPA
10897375 | 58-000-HM1208 | Plumas Lake Chevron | 90820696 | Plumas Lake Chevron | 2337 River Oaks Blvd | Plumas Lake | 95961 | 39.0216 | -121.5519 | Confirmed/Updated Information | Motor Vehicle Fueling | 233122496 | Facility Owner | 3 | No |  | Manmeet Kahlon | 9167455861 | 2337 River Oaks Blvd. | Plumas Lake | CA | 95961 | United States | Raman Kahlon | 9167455061 | 2337 River Oaks Blvd. | Plumas Lake | CA | 95961 | United States | Non-Government | Raman Kahlon | 9167455061 | 2337 River Oaks Blvd. | Plumas Lake | CA | 95961 | United States | No | No | No | No | No | No | Yes | No | No | No | [5 empty] | 2024-04-01 15:35 | 2024-04-19 11:49 |  | Jason Hempsmyer | Yuba County Environmental Health Department | CUPA
10909822 |  | BP PRODUCTS NORTH AMERICA, INC. | 90135877 | ARCO 07177 | 2315 River Oaks Blvd | Plumas Lake | 95961 | 39.0221 | -121.5519 | Confirmed/Updated Information | Motor Vehicle Fueling | 228240256 | Tank Owner | 3 | No |  | BP PRODUCTS NORTH AMERICA, INC | 346-358-9166 | PO BOX 6038 | ARTESIA | CA | 90702 | United States | BP PRODUCTS NORTH AMERICA, INC | 346-358-9166 | PO BOX 6038 | ARTESIA | CA | 90702 | United States | Non-Government | THORNTONS LLC | 346-358-9166 | PO BOX 6038 | ARTESIA | CA | 90702 | United States | No | No | Yes | No | No | No | No | No | No | No | [5 empty] | 2024-05-22 17:15 | 2024-05-29 13:36 |  | Jason Hempsmyer | Yuba County Environmental Health Department | CUPA
10929823 |  | Costco | 90000109 | Costco Wholesale #1658 (Gas Station) | 1210 N Beale Rd | Linda | 95901 | 39.1249 | -121.572 | Confirmed/Updated Information | Motor Vehicle Fueling | 44039100 | Tank Owner | 6 | No |  | Costco Wholesale Corp | (425) 313-8100 | c/o Legal-Licensing Department, P.O. Box 35005 | Seattle | WA | 98124 | United States | Costco Wholesale Corp | (425) 313-8100 | c/o Legal-Licensing Department, P.O. Box 35005 | Seattle | WA | 98124 | United States | Non-Government | Costco Wholesale Corp | (425) 313-8100 | c/o Dwight Larsen, 730 LAKE DRIVE | Issaquah | WA | 98027 | United States | No | No | Yes | No | No | No | No | No | No | No | [5 empty] | 2024-01-29 08:42 | 2024-04-08 09:22 |  | Jason Hempsmyer | Yuba County Environmental Health Department | CUPA
10959064 |  | DALLA ENTERPRISES LLC | 90801577 | Feather Ridge Drive LLC | 831 Chalice Creek Dr | Plumas Lake | 95961 | 38.978 | -121.539 | Confirmed/Updated Information | Motor Vehicle Fueling | 163251088 | Facility Owner | 4 | No | shveta dalla | SHVETA DALLA | 6465466374 | 3108 e pintail way | elk grove | CA | 95757 | United States | SHVETA DALLA | 6465466374 | 3108 e pintail way | elk grove | CA | 95757 | United States | Non-Government | SHVETA DALLA | 6465466374 | 3108 e pintail way | elk grove | CA | 95757 | United States | Yes | No | No | No | No | No | No | No | No | No | [5 empty] | 2024-07-11 11:40 | 2024-07-11 15:30 |  | Jason Hempsmyer | Yuba County Environmental Health Department | CUPA

## UST Tank & Monitoring Plan Info
Facility Identification and Location | [7 empty] | General UST Tank Permit Info | [10 empty] | Tank Use and Contents |  |  |  |  | Tank Construction |  |  |  |  | Tank Overfill Prevention |  |  |  | Product / Waste Piping Construction | [6 empty] | Vent Piping Construction |  |  |  | Vent Piping Transition Sumps | Vapor Recovery (VR) Piping Construction |  |  |  | Riser / Fill Pipe Piping Construction |  |  |  | Fill Components Installed |  |  | Under Dispenser Containment (UDC) |  |  | Corrosion Prevention |  |  | UST Tank Certification / Applicant Information |  |  | Equipment Testing and Preventive Maintenance |  | Site Plot Plan Submitted | Continuous Electronic Tank Monitoring | [5 empty] | Automatic Tank Gauging | [8 empty] | Monthly Statistical Inventory Reconciliation | Weekly Manual Tank Gauge |  | Tank Integrity Testing |  |  | Other Tank Monitoring |  | Continuous Monitoring of Piping Secondary Containment | [7 empty] | Mechanical Line Leak Detector Performs 3 GPH Leak Test |  |  | Electronic Line Leak Detector Performs 3 GPH Leak Test | [5 empty] | Pipeline Integrity Testing |  |  | Visual Pipeline Monitoring |  | Suction Piping Meets Exemption Criteria | No Regulated Piping Per Health and Safety Code, Division 20, Chapter 6.7 Is Connected To The Tank System | Other Pipeline Monitoring |  | Under Dispenser Containment (UDC) Monitoring | [12 empty] | Periodic System Testing |  |  | Recordkeeping | [7 empty] | Training | [9 empty] | Comments and Additional Information | Personnel Responsibilities |  |  |  | UST Monitoring Plan Certification / Applicant Information |  |  |  | Submittal / Acceptance Information |  |  | Regulator Information
1a | 1 |  |  | 3 | 103 | 104 |  | 430 | 432 | 432-a | 433 | 434 | 436 | 435 | 430-a | 430-b | 437 | 438 | 439 | 439a | 440 | 440a | 440b | 443 | 444 | 444a | 445 | 445a | 452a | 452b | 452c | 452d | 460 | 458 | 464 | 464a | 464b | 464c | 464d | 464e | 464e1 | 464f | 464f1 | 464i | 464g | 464g1 | 464h | 464h1 | 464j | 464j1 | 464k | 464k1 | 451-a | 451-b | 451-c | 469a | 469b | 469c | 448a | 448b | 448c | 470 | 471 | 472 | 490-3a | 490-3b | 490-4 | 490-5 | 490-6 | 490-7 | 490-8 | 490-9 | 490-10 | 490-11 | 490-12 | 490-13 | 490-14 | 490-15 | 490-16 | 490-17 | 490-18 | 490-19 | 490-20 | 490-21 | 490-22 | 490-23 | 490-24 | 490-25 | 490-26 | 490-27 | 490-28 | 490-29 | 490-30 | 490-31 | 490-32 | 490-33 | 490-34 | 490-35 | 490-36 | 490-37 | 490-38 | 490-39 | 490-40 | 490-41 | 490-42 | 490-43 | 490-44 | 490-45 | 490-46 | 490-47 | 490-48 | 490-49 | 490-50 | 490-51 | 490-52 | 490-53 | 490-54a | 490-54b | 490-55 | 490-56 | 490-57 | 490-58 | 490-59 | 490-60 | 490-61 | 490-62 | 490-63 | 490-64a | 490-64b | 490-65 | 490-66 | 490-67 | 490-68a | 490-68b | 490-68c | 490-68d | 490-68e | 490-68f | 490-68g | 490-68h | 490-69a | 490-69b | 490-69c | 490-69d | 490-69e | 490-69f | 490-69g | 490-69h | 490-69i | 490-70 | 490-71 | 490-72 | 490-73 | 490-74 | 490-75 | 490-76 | 490-77 | 490-78 | 490-79
CERS ID | Facility ID | Organization Name | Organization Code | Facility Name | Facility Street Address | Facility City | Facility ZIP Code | Type of Action | Tank ID # | CERS TankID | Tank Manufacturer | Tank Configuration | Tank Capacity In Gallons | Date UST System Installed | Date UST Permanently Closed | Date Existing UST Discovered | Number of Compartments in the Unit | Additional Description | Tank Use | Specify Other Tank Use | Tank Contents | Specify Other Petroleum | Specify Other Non-Petroleum | Type of Tank | Tank Primary Containment Construction | Other Primary Containment Construction | Tank Secondary Containment Construction | Other Secondary Containment Construction | Audible/ Visual Alarms | Ball Float | Fill Tube Shut-Off Valve | Exempt | Piping Construction | Piping System Type | Primary Containment Construction | Other Primary Containment Construction | Secondary Containment Construction | Other Secondary Containment Construction | Piping/Turbine Containment Sump | Primary Containment Construction | Other Primary Containment Construction | Secondary Containment Construction | Other Secondary Containment Construction | Vent Piping Transition Sumps | Primary Containment Construction | Other Primary Containment Construction | Secondary Containment Construction | Other Secondary Containment Construction | Primary Containment Construction | Other Primary Containment Construction | Secondary Containment Construction | Other Secondary Containment Construction | Spill Bucket Installed | Striker Plate / Bottom Protector Installed | Containment Sump | Construction Type | Construction Material | Other Construction Material | Sacrificial Anode | Impressed Current | Isolation | Date Certified | Applicant Name | Applicant Title | Monitoring Equipment Serviced | Other Frequency of Monitoring Equipment Service | Site Plot Plan Submitted | Continuous Electronic Tank Monitoring | Tank Secondary Containment System | Electronic Monitor Panel Manufacturer | Electronic Monitor Panel Model # | Leak Sensor Manufacturer | Leak Sensor Model # | Automatic Tank Gauging | ATG Panel Manufacturer | ATG Model # | In-Tank Probe Manufacturer | In-tank Probe Model # | Tank Leak Test Frequency | Other Leak Test Frequency | Programmed Tank Tests | Other Programmed Tests | Monthly Statistical Inventory Reconciliation | Weekly Manual Tank Gauge | Tank Gauging Test Period | Tank Integrity Testing | Tank Integrity Testing Frequency | Other Tank Integrity Testing Frequency | Other Monitoring | Specify Other Monitoring | Continuous Monitoring of Piping Secondary Containment | Piping Secondary Containment | Panel Manufacturer | Panel Model # | Leak Sensor Manufacturer | Leak Sensor Model # | Leak Alarm Triggers Automatic Pump Shutdown | Failure/Disconnect Triggers Pump Shutdown | Mechanical Line Leak Detector Performs 3 GPH Leak Test | MLLD Manufacturer | MLLD Model # | Electronic Line Leak Detector Performs 3 GPH Leak Test | ELLD Manufacturer | ELLD Model # | ELLD Programmed In-Line Testing | ELLD Triggers Automatic Pump Shutdown | ELLD Failure/Disconnect Triggers Automatic Shutdown | Pipeline Integrity Testing | Pipeline Integrity Testing Frequency | Other Pipeline Integrity Testing Frequency | Visual Pipeline Monitoring | Visual Pipeline Monitoring Frequency | Suction Piping Meets Exemption Criteria | No Regulated Piping Per Health and Safety Code, Division 20, Chapter 6.7 Is Connected To The Tank System | Other Pipeline Monitoring | Other Pipeline Monitoring Description | UDC Monitoring | Other UDC Monitoring | UDC Panel Manufacturer | UDC Panel Model # | UDC Leak Sensor Manufacturer | UDC Leak Sensor Model # | Detection of Leak into UDC Triggers Audible and Visual Alarms | UDC Leak Alarm Triggers Automatic Pump Shutdown | Failure/Disconnection of UDC Monitoring System Triggers Automatic Pump Shutdown | UDC Monitoring Stops Flow of Product at Dispenser | UDC Construction | UDC Secondary Containment Monitoring | Leak Within Secondary Containment of UDC Causes Audible and Visual Alarms | ELD Testing | Secondary Containment Testing | Spill Bucket Testing | Alarm Logs | Visual Inspection Records | Tank Integrity Testing Results | SIR Testing Results | Tank Gauging Results | ATG Testing Results | Corrosion Protection Logs | Equipment Maintenance and Calibration Records | Personnel with UST Monitoring Responsibilities are Familiar with Training Documents | UST Monitoring Plan | Operating Manuals | CA UST Regulations | CA UST Law | SWRCB Handbook for Tank Owners - Manual and SIR | SWRCB Publication: Understanding Automatic Tank Gauging Systems | Other Training Documents | Other Training Documents Description | Designated Operator Training | Comments and Additional Information | Name of First Person Having Responsibility | Title of First Person Having Responsibility | Name of Second Person Having Responsibility | Title of Second Person Having Responsibility | Signature Representation | Signature Date | Applicant Name | Applicant Title | Date Submitted to CERS | Date Accepted by Regulator | Regulator Agent Name | Regulator Name | Regulator Type
10121167 | 58-000-HM0060 | Browns Valley One Stop | 90065581 | Browns Valley One Stop | 5362 Marysville Road | Browns Valley | 95918 | Confirmed/Updated Information | L663105 | 10121167-003 | Trusco | A Stand-alone Tank | 15000 | 1995-09-01 |  |  | 1 |  | Motor Vehicle Fueling |  | Regular Unleaded |  |  | Double Wall | Steel |  | Steel |  | No | No | Yes | No | Double-walled | Pressure | Fiberglass |  | Fiberglass |  | Single-walled | Fiberglass |  | None |  | Single-walled | Fiberglass |  | None |  | Rigid Plastic |  | Fiberglass |  | Yes | Yes | Yes | Single-walled | Rigid Plastic | [5 empty] | Shiv Trehan | Secretary | Annually |  | Site Plan Previously Submitted | Yes | Dry | Veeder Root/Gilbarco | TLS-350 | Veeder Root | 420-Bell | No | [8 empty] | No | No |  | Yes | Other |  | No |  | Yes | Dry | Veeder Root/Gilbarco | TLS-350 | Veeder Root | 208-Float | Yes | Yes | Yes | Vaporless | LD2000 | No | [5 empty] | Yes | Every 3 Years |  | No |  | No | No | No |  | Electronic Stand-alone |  |  |  | Veeder Root | Stand Alone | Yes | No | Yes | Yes | Single-walled |  |  | No | Yes | Yes | Yes | Yes | Yes | No | No | No | No | Yes | Yes | [8 empty] | Yes |  | Shiv Trehan | Operator | Steve Williams | Maintenance Manager | Facility Owner/Operator |  | Shiv Trehan | Secretary | 2022-03-03 11:38 | 2022-04-22 12:46 | Jason Hempsmyer | Yuba County Environmental Health Department | CUPA
10121167 | 58-000-HM0060 | Browns Valley One Stop | 90065581 | Browns Valley One Stop | 5362 Marysville Road | Browns Valley | 95918 | Confirmed/Updated Information | L663106-2 | 10121167-002 | Trusco | One in a Compartmented Unit | 10000 | 1995-09-01 |  |  | 2 |  | Motor Vehicle Fueling |  | Premium Unleaded |  |  | Double Wall | Steel |  | Steel |  | No | No | Yes | No | Double-walled | Pressure | Fiberglass |  | Fiberglass |  | Single-walled | Fiberglass |  | None |  | Single-walled | Fiberglass |  | None |  | Rigid Plastic |  | Fiberglass |  | Yes | Yes | Yes | Single-walled | Rigid Plastic | [5 empty] | Shiv Trehan | Secretary | Annually |  | Site Plan Previously Submitted | Yes | Dry | Veeder Root/Gilbarco | TLS-350 | Veeder Root | 420-Bell | No | [8 empty] | No | No |  | Yes | Other |  | No |  | Yes | Dry | Veeder Root/Gilbarco | TLS-350 | Veeder Root | 208-Float | Yes | Yes | Yes | Vaporless | LD2000 | No | [5 empty] | Yes | Every 3 Years |  | No |  | No | No | No |  | Electronic Stand-alone |  |  |  | Veeder Root | Stand Alone | Yes | No | Yes | Yes | Single-walled |  |  | No | Yes | Yes | Yes | Yes | Yes | No | No | No | No | Yes | Yes | [8 empty] | Yes |  | Shiv Trehan | Operator | Steve Williams | Maintenance Manager | Facility Owner/Operator |  | Shiv Trehan | Secretary | 2022-03-03 11:38 | 2022-04-22 12:46 | Jason Hempsmyer | Yuba County Environmental Health Department | CUPA
10121167 | 58-000-HM0060 | Browns Valley One Stop | 90065581 | Browns Valley One Stop | 5362 Marysville Road | Browns Valley | 95918 | Confirmed/Updated Information | L663106-1 | 10121167-001 | Trusco | One in a Compartmented Unit | 6000 | 1995-09-01 |  |  | 2 |  | Motor Vehicle Fueling |  | Diesel |  |  | Double Wall | Steel |  | Steel |  | No | No | Yes | No | Double-walled | Pressure | Fiberglass |  | Fiberglass |  | Single-walled | Fiberglass |  | None |  | Single-walled | Fiberglass |  | None |  | Rigid Plastic |  | Fiberglass |  | Yes | Yes | Yes | Single-walled | Rigid Plastic | [5 empty] | Shiv Trehan | Secretary | Annually |  | Site Plan Previously Submitted | Yes | Dry | Veeder Root/Gilbarco | TLS-350 | Veeder Root | 420-Bell | No | [8 empty] | No | No |  | Yes | Other |  | No |  | Yes | Dry | Veeder Root/Gilbarco | TLS-350 | Veeder Root | 208-Float | Yes | Yes | Yes | Vaporless | LD2000 | No | [5 empty] | Yes | Every 3 Years |  | No |  | No | No | No |  | Electronic Stand-alone |  |  |  | Veeder Root | Stand Alone | Yes | No | Yes | Yes | Single-walled |  |  | No | Yes | Yes | Yes | Yes | Yes | No | No | No | No | Yes | Yes | [8 empty] | Yes |  | Shiv Trehan | Operator | Steve Williams | Maintenance Manager | Facility Owner/Operator |  | Shiv Trehan | Secretary | 2022-03-03 11:38 | 2022-04-22 12:46 | Jason Hempsmyer | Yuba County Environmental Health Department | CUPA
10121173 | 58-000-HM0027 | Econo-Gas | 90065605 | Econo-Gas | 704 10th Street | Marysville | 95901 | Confirmed/Updated Information | L233379 | 10121173-003 | Trusco | A Stand-alone Tank | 10000 | 1991-09-15 |  |  | 1 |  | Motor Vehicle Fueling |  | Regular Unleaded |  |  | Double Wall | Steel |  | Fiberglass |  | No | No | Yes | No | Double-walled | Pressure | Fiberglass |  | Fiberglass |  | Single-walled | Fiberglass |  | None |  | None | Fiberglass |  | None |  | Steel |  | None |  | Yes | Yes | No | Single-walled | Rigid Plastic | [5 empty] | Paramjit Deol | Owner | Annually |  | Site Plan Previously Submitted | Yes | Dry | Vedder Root | TLS 350 | Veeder Root | 036246-420 Bell | No | [8 empty] | No | No |  | Yes | Other |  | No |  | Yes | Dry | Veeder Root | B0994015005001-TLS 350 | Veeder Root | 035129-208 Float | Yes | Yes | Yes | Red Jacket | FX IV | No | [5 empty] | Yes | Every 3 Years |  | No |  | No | No | No |  | Continuous |  |  |  | Veeder Root | 430055-208 Float | Yes | Yes | Yes | Yes | Single-walled |  |  | No | Yes | Yes | Yes | Yes | Yes | No | No | No | No | Yes | Yes | [8 empty] | Yes |  | Paramjit Deol | Owner | Rajkamal Deol | Owner | Facility Owner/Operator |  | Paramjit Deol | Owner | 2024-06-07 08:57 | 2024-07-12 11:52 | Jason Hempsmyer | Yuba County Environmental Health Department | CUPA
10121173 | 58-000-HM0027 | Econo-Gas | 90065605 | Econo-Gas | 704 10th Street | Marysville | 95901 | Confirmed/Updated Information | L233497-1 | 10121173-001 | Trusco | One in a Compartmented Unit | 6000 | 1991-09-15 |  |  | 2 |  | Motor Vehicle Fueling |  | Premium Unleaded |  |  | Double Wall | Steel |  | Fiberglass |  | No | No | Yes | No | Double-walled | Pressure | Fiberglass |  | Fiberglass |  | Single-walled | Fiberglass |  | None |  | None | Fiberglass |  | None |  | Steel |  | None |  | Yes | Yes | No | Single-walled | Rigid Plastic |  | No | No | No |  | Paramjit Deol | Owner | Annually |  | Site Plan Previously Submitted | Yes | Dry | Vedder Root | TLS 350 | Veeder Root | 036246-420 Bell | No | [8 empty] | No | No |  | Yes | Other |  | No |  | Yes | Dry | Veeder Root | B0994015005001-TLS 350 | Veeder Root | 035129-208 Float | Yes | Yes | Yes | Red Jacket | FX IV | No | [5 empty] | Yes | Every 3 Years |  | No |  | No | No | No |  | Continuous |  |  |  | Veeder Root | 430055-208 Float | Yes | Yes | Yes | Yes | Single-walled |  |  | No | Yes | Yes | Yes | Yes | Yes | No | No | No | No | Yes | Yes | [8 empty] | Yes |  | Paramjit Deol | Owner | Rajkamal Deol | Owner | Facility Owner/Operator |  | Paramjit Deol | Owner | 2024-06-07 08:57 | 2024-07-12 11:52 | Jason Hempsmyer | Yuba County Environmental Health Department | CUPA
10121173 | 58-000-HM0027 | Econo-Gas | 90065605 | Econo-Gas | 704 10th Street | Marysville | 95901 | Confirmed/Updated Information | L233437 | 10121173-002 | Trusco | A Stand-alone Tank | 10000 | 1991-09-15 |  |  | 1 |  | Motor Vehicle Fueling |  | Diesel |  |  | Double Wall | Steel |  | Fiberglass |  | No | No | Yes | No | Double-walled | Pressure | Fiberglass |  | Fiberglass |  | Single-walled | Fiberglass |  | None |  | None | Fiberglass |  | None |  | Steel |  | None |  | Yes | Yes | No | Single-walled | Rigid Plastic | [5 empty] | Paramjit Deol | Owner | Annually |  | Site Plan Previously Submitted | Yes | Dry | Vedder Root | TLS 350 | Veeder Root | 036246-420 Bell | No | [8 empty] | No | No |  | Yes | Other |  | No |  | Yes | Dry | Veeder Root | B0994015005001-TLS 350 | Veeder Root | 035129-208 Float | Yes | Yes | Yes | Red Jacket | FX IV | No | [5 empty] | Yes | Every 3 Years |  | No |  | No | No | No |  | Continuous |  |  |  | Veeder Root | 430055-208 Float | Yes | Yes | Yes | Yes | Single-walled |  |  | No | Yes | Yes | Yes | Yes | Yes | No | No | No | No | Yes | Yes | [8 empty] | Yes |  | Paramjit Deol | Owner | Rajkamal Deol | Owner | Facility Owner/Operator |  | Paramjit Deol | Owner | 2024-06-07 08:57 | 2024-07-12 11:52 | Jason Hempsmyer | Yuba County Environmental Health Department | CUPA
10121173 | 58-000-HM0027 | Econo-Gas | 90065605 | Econo-Gas | 704 10th Street | Marysville | 95901 | Confirmed/Updated Information | L233497-2 | 10121173-004 | Trusco | One in a Compartmented Unit | 6000 | 1991-09-15 |  |  | 2 |  | Motor Vehicle Fueling |  | Regular Unleaded |  |  | Double Wall | Steel |  | Fiberglass |  | No | No | Yes | No | Double-walled | Pressure | Fiberglass |  | Fiberglass |  | Single-walled | Fiberglass |  | None |  | None | Fiberglass |  | None |  | Steel |  | None |  | Yes | Yes | No | Single-walled | Rigid Plastic | [5 empty] | Paramjit Deol | Owner | Annually |  | Site Plan Previously Submitted | Yes | Dry | Vedder Root | TLS 350 | Veeder Root | 036246-420 Bell | No | [8 empty] | No | No |  | Yes | Other |  | No |  | Yes | Dry | Veeder Root | B0994015005001-TLS 350 | Veeder Root | 035129-208 Float | Yes | Yes | Yes | Red Jacket | FX IV | No | [5 empty] | Yes | Every 3 Years |  | No |  | No | No | No |  | Continuous |  |  |  | Veeder Root | 430055-208 Float | Yes | Yes | Yes | Yes | Single-walled |  |  | No | Yes | Yes | Yes | Yes | Yes | No | No | No | No | Yes | Yes | [8 empty] | Yes |  | Paramjit Deol | Owner | Rajkamal Deol | Owner | Facility Owner/Operator |  | Paramjit Deol | Owner | 2024-06-07 08:57 | 2024-07-12 11:52 | Jason Hempsmyer | Yuba County Environmental Health Department | CUPA
10121767 | 58-000-HM0078 | Civic Energy Center | 90551320 | Lakeview Center | 1111 B Street | Marysville | 95901 | Confirmed/Updated Information | J228477 | 10121767-003 | Modern Welding | A Stand-alone Tank | 12000 | 1994-01-24 |  |  | 1 |  | Motor Vehicle Fueling |  | Diesel |  |  | Double Wall | Steel |  | Jacketed |  | Yes | No | Yes | No | Double-walled | Pressure | Flexible |  | Flexible |  | Double-walled | Fiberglass |  | Fiberglass |  | None | Fiberglass |  | Fiberglass |  | Steel |  | Fiberglass |  | Yes | Yes | Yes | Double-walled | Fiberglass | [5 empty] | Rhonda Jones | Vice President | Annually |  | Site Plan Previously Submitted | Yes | Under Vacuum | Veeder-Root | TLS-350 | Veeder-Root | 304-diesel/ 420-supreme&diesel | No | [8 empty] | No | No |  | No |  |  | Yes |  | Yes | Dry | Veeder-Root | TLS-350 | Veeder-Root | 420 in brine, 208 in sump | Yes | Yes | Yes | Vaporless | LD2000 | No | [5 empty] | No |  |  | No |  | No | No | No |  | Continuous |  |  |  | Veeder-Root | 208 in sump, 420 in brine | Yes | Yes | Yes | Yes | Double-walled | Liquid | Yes | No | Yes | Yes | Yes | Yes | No | No | No | No | No | Yes | Yes | [8 empty] | Yes |  | Rhonda Jones | Vice President | Ryan Jones | President | Tank Owner/Operator |  | Rhonda Jones | Vice President | 2023-02-23 11:39 | 2023-08-03 16:12 | Jason Hempsmyer | Yuba County Environmental Health Department | CUPA
10121767 | 58-000-HM0078 | Civic Energy Center | 90551320 | Lakeview Center | 1111 B Street | Marysville | 95901 | Confirmed/Updated Information | P247483 | 10121767-001 | Modern Welding | A Stand-alone Tank | 15000 | 2005-10-26 |  |  | 1 |  | Motor Vehicle Fueling |  | Regular Unleaded |  |  | Double Wall | Steel |  | Jacketed |  | Yes | No | Yes | No | Double-walled | Pressure | Flexible |  | Flexible |  | Double-walled | Fiberglass |  | Fiberglass |  | None | Fiberglass |  | Fiberglass |  | Steel |  | Fiberglass |  | Yes | Yes | Yes | Double-walled | Fiberglass |  | No | No | No |  | Rhonda Jones | Vice President | Annually |  | Site Plan Previously Submitted | Yes | Under Vacuum | Veeder-Root | TLS-350 | Veeder-Root | 304-diesel/ 420-supreme&diesel | No | [8 empty] | No | No |  | No |  |  | Yes |  | Yes | Dry | Veeder-Root | TLS-350 | Veeder-Root | 420 in brine, 208 in sump | Yes | Yes | Yes | Vaporless | LD2000 | No | [5 empty] | No |  |  | No |  | No | No | No |  | Continuous |  |  |  | Veeder-Root | 208 in sump, 420 in brine | Yes | Yes | Yes | Yes | Double-walled | Liquid | Yes | No | Yes | Yes | Yes | Yes | No | No | No | No | No | Yes | Yes | [8 empty] | Yes |  | Rhonda Jones | Vice President | Ryan Jones | President | Tank Owner/Operator |  | Rhonda Jones | Vice President | 2023-02-23 11:39 | 2023-08-03 16:12 | Jason Hempsmyer | Yuba County Environmental Health Department | CUPA
10121767 | 58-000-HM0078 | Civic Energy Center | 90551320 | Lakeview Center | 1111 B Street | Marysville | 95901 | Confirmed/Updated Information | J227181 | 10121767-002 | Modern Welding | A Stand-alone Tank | 12000 | 1994-01-24 |  |  | 1 |  | Motor Vehicle Fueling |  | Premium Unleaded |  |  | Double Wall | Steel |  | Jacketed |  | Yes | No | Yes | No | Double-walled | Pressure | Flexible |  | Flexible |  | Double-walled | Fiberglass |  | Fiberglass |  | None | Fiberglass |  | Fiberglass |  | Steel |  | Fiberglass |  | Yes | Yes | Yes | Double-walled | Fiberglass | [5 empty] | Rhonda Jones | Vice President | Annually |  | Site Plan Previously Submitted | Yes | Under Vacuum | Veeder-Root | TLS-350 | Veeder-Root | 304-diesel/ 420-supreme&diesel | No | [8 empty] | No | No |  | No |  |  | Yes |  | Yes | Dry | Veeder-Root | TLS-350 | Veeder-Root | 420 in brine, 208 in sump | Yes | Yes | Yes | Vaporless | LD2000 | No | [5 empty] | No |  |  | No |  | No | No | No |  | Continuous |  |  |  | Veeder-Root | 208 in sump, 420 in brine | Yes | Yes | Yes | Yes | Double-walled | Liquid | Yes | No | Yes | Yes | Yes | Yes | No | No | No | No | No | Yes | Yes | [8 empty] | Yes |  | Rhonda Jones | Vice President | Ryan Jones | President | Tank Owner/Operator |  | Rhonda Jones | Vice President | 2023-02-23 11:39 | 2023-08-03 16:12 | Jason Hempsmyer | Yuba County Environmental Health Department | CUPA
10122442 | 58-000-HM0079 | Full Stop | 90088699 | Kwik Serv | 5871 Feather River Blvd. | Olivehurst | 95961 | Confirmed/Updated Information | M1831038-2 | 10122442-002 | Trussco | One in a Compartmented Unit | 8000 | 1999-08-17 |  |  | 2 |  | Motor Vehicle Fueling |  | Premium Unleaded |  |  | Double Wall | Steel |  | Fiberglass |  | No | No | Yes | No | Double-walled | Pressure | Flexible |  | Flexible |  | Single-walled | Other |  | Other | Geoflex | None | Other |  | Other | Geoflex | Steel |  | None |  | Yes | Yes | No | Single-walled | Rigid Plastic |  | No | No | No |  | Abdul Ghulamhussain | Owner | Annually |  | Site Plan Previously Submitted | Yes | Dry | Gilbarco | EMC | Veeder-Root | 420 | No | [8 empty] | No | No |  | Yes | Other |  | No |  | Yes | Dry | Gilbarco | EMC | Veeder-Root | 208 | Yes | Yes | Yes | Veeder-Root | Red Jacket FXIV | No | [5 empty] | Yes | Every 3 Years |  | No |  | No | No | No |  | Continuous |  | Gilbarco | EMC | Veeder-Root | 208 | Yes | Yes | Yes | Yes | Single-walled |  |  | No | Yes | Yes | Yes | Yes | Yes | No | No | No | No | Yes | No | [8 empty] | Yes |  | Abdul Ghulamhussain | Owner | Suresh Kumar | Manager | Tank Owner/Operator |  | Abdul Ghulamhussain | Owner | 2024-04-02 09:04 | 2024-04-19 10:50 | Jason Hempsmyer | Yuba County Environmental Health Department | CUPA
10122442 | 58-000-HM0079 | Full Stop | 90088699 | Kwik Serv | 5871 Feather River Blvd. | Olivehurst | 95961 | Confirmed/Updated Information | M1831038-1 | 10122442-001 | Trussco | One in a Compartmented Unit | 12000 | 1999-08-17 |  |  | 2 |  | Motor Vehicle Fueling |  | Regular Unleaded |  |  | Double Wall | Steel |  | Fiberglass |  | No | No | Yes | No | Double-walled | Pressure | Flexible |  | Flexible |  | Single-walled | Other |  | Other | Geoflex | None | Other |  | Other | Geoflex | Steel |  | None |  | Yes | Yes | No | Single-walled | Rigid Plastic |  | No | No | No |  | Abdul Ghulamhussain | Owner | Annually |  | Site Plan Previously Submitted | Yes | Dry | Gilbarco | EMC | Veeder-Root | 420 | No | [8 empty] | No | No |  | Yes | Other |  | No |  | Yes | Dry | Gilbarco | EMC | Veeder-Root | 208 | Yes | Yes | Yes | Veeder-Root | Red Jacket FXIV | No | [5 empty] | Yes | Every 3 Years |  | No |  | No | No | No |  | Continuous |  | Gilbarco | EMC | Veeder-Root | 208 | Yes | Yes | Yes | Yes | Single-walled |  |  | No | Yes | Yes | Yes | Yes | Yes | No | No | No | No | Yes | No | [8 empty] | Yes |  | Abdul Ghulamhussain | Owner | Suresh Kumar | Manager | Tank Owner/Operator |  | Abdul Ghulamhussain | Owner | 2024-04-02 09:04 | 2024-04-19 10:50 | Jason Hempsmyer | Yuba County Environmental Health Department | CUPA
10122490 | 58-000-HM0025 | A Food Mart | 90070540 | A Food Mart | 830 E Street | Marysville | 95901 | Confirmed/Updated Information | 58-000-OES025-2 | 10122490-002 | Xerxes | A Stand-alone Tank | 10000 | 1986-01-27 |  |  | 1 |  | Motor Vehicle Fueling |  | Premium Unleaded |  |  | Double Wall | Fiberglass |  | Fiberglass |  | No | No | Yes | No | Single-walled | Pressure | Fiberglass |  | None |  | Single-walled | Fiberglass |  | None |  | None | Fiberglass |  | None |  | Steel |  | None |  | Yes | Yes | No | Single-walled | Rigid Plastic |  | No | No | No |  | Mohabatpal Kaile | Owner | Annually |  | Site Plan Previously Submitted | Yes | Dry | Veeder-Root | TLS-350 | Veeder-Root | 407-FLIP | No | [8 empty] | No | No |  | No |  |  | No |  | Yes | Dry | Veeder-Root | TLS-350 | Veeder-Root | 208 | Yes | Yes | No |  |  | Yes | Veeder-Root | PLLD | 0.2 GPH | Yes | Yes | No |  |  | No |  | No | No | No |  | Float and Chain Assembly | [9 empty] | Single-walled |  |  | No | Yes | Yes | Yes | Yes | No | No | No | No | No | Yes | Yes | [8 empty] | Yes |  | Mohabatpal Kaile | Owner | Raj Kang | Manager | Tank Owner/Operator |  | Mohabatpal Kaile | Owner | 2024-04-01 14:22 | 2024-04-19 11:39 | Jason Hempsmyer | Yuba County Environmental Health Department | CUPA
10122490 | 58-000-HM0025 | A Food Mart | 90070540 | A Food Mart | 830 E Street | Marysville | 95901 | Confirmed/Updated Information | 58-000-OES025-1 | 10122490-003 | Xerxes | A Stand-alone Tank | 10000 | 1986-01-27 |  |  | 1 |  | Motor Vehicle Fueling |  | Regular Unleaded |  |  | Double Wall | Fiberglass |  | Fiberglass |  | No | No | Yes | No | Single-walled | Pressure | Fiberglass |  | None |  | Single-walled | Fiberglass |  | None |  | None | Fiberglass |  | None |  | Steel |  | None |  | Yes | Yes | No | Single-walled | Rigid Plastic |  | No | No | No |  | Mohabatpal Kaile | Owner | Annually |  | Site Plan Previously Submitted | Yes | Dry | Veeder-Root | TLS-350 | Veeder-Root | 407-FLIP | No | [8 empty] | No | No |  | No |  |  | No |  | Yes | Dry | Veeder-Root | TLS-350 | Veeder-Root | 208 | Yes | Yes | No |  |  | Yes | Veeder-Root | PLLD | 0.2 GPH | Yes | Yes | No |  |  | No |  | No | No | No |  | Float and Chain Assembly | [9 empty] | Single-walled |  |  | No | Yes | Yes | Yes | Yes | No | No | No | No | No | Yes | Yes | [8 empty] | Yes |  | Mohabatpal Kaile | Owner | Raj Kang | Manager | Tank Owner/Operator |  | Mohabatpal Kaile | Owner | 2024-04-01 14:22 | 2024-04-19 11:39 | Jason Hempsmyer | Yuba County Environmental Health Department | CUPA
10122490 | 58-000-HM0025 | A Food Mart | 90070540 | A Food Mart | 830 E Street | Marysville | 95901 | Confirmed/Updated Information | 58-000-OES025-3 | 10122490-001 | Xerxes | A Stand-alone Tank | 10000 | 1986-01-27 |  |  | 1 |  | Motor Vehicle Fueling |  | Diesel |  |  | Double Wall | Fiberglass |  | Fiberglass |  | No | No | Yes | No | Single-walled | Pressure | Fiberglass |  | None |  | Single-walled | Fiberglass |  | None |  | None | Fiberglass |  | None |  | Steel |  | None |  | Yes | Yes | No | Single-walled | Rigid Plastic |  | No | No | No |  | Mohabatpal Kaile | Owner | Annually |  | Site Plan Previously Submitted | Yes | Dry | Veeder-Root | TLS-350 | Veeder-Root | 407-FLIP | No | [8 empty] | No | No |  | No |  |  | No |  | Yes | Dry | Veeder-Root | TLS-350 | Veeder-Root | 208 | Yes | Yes | No |  |  | Yes | Veeder-Root | PLLD | 0.2 GPH | Yes | Yes | No |  |  | No |  | No | No | No |  | Float and Chain Assembly | [9 empty] | Single-walled |  |  | No | Yes | Yes | Yes | Yes | No | No | No | No | No | Yes | Yes | [8 empty] | Yes |  | Mohabatpal Kaile | Owner | Raj Kang | Manager | Tank Owner/Operator |  | Mohabatpal Kaile | Owner | 2024-04-01 14:22 | 2024-04-19 11:39 | Jason Hempsmyer | Yuba County Environmental Health Department | CUPA
10122517 | 58-000-HM0580 | Caltrans District 3 | 90130000 | Caltrans - Special Crews (Furneaux Rd) | 1403 Furneaux Road | Olivehurst | 95961 | Renewal Permit | 872680-1 | 10122517-002 | Containment Solutions | A Stand-alone Tank | 12000 | 2005-09-14 |  |  | 1 |  | Motor Vehicle Fueling |  | Regular Unleaded |  |  | Double Wall | Fiberglass |  | Fiberglass |  | Yes | No | No | No | Double-walled | Pressure | Fiberglass |  | Fiberglass |  | Double-walled | Fiberglass |  | Fiberglass |  | Double-walled | Fiberglass |  | Fiberglass |  | Steel |  | Fiberglass |  | Yes | Yes | Yes | Double-walled | Fiberglass |  | No | No | No |  | Juan Sanchez | Hazmat Manager | Annually |  | New Plan Submitted | Yes | Liquid-Filled | Veedor Root | TLS-350 | Veedor Root | 301 | No | [8 empty] | No | No |  | No |  |  | No |  | Yes | Under Vacuum | Veedor Root | TLS-350 | Veedor Root | Smart Sensor | Yes | Yes | Yes | Veedor Root | LD2000 FX1DB | No | [5 empty] | No |  |  | No |  | No | No | No |  | Continuous |  | Veedor Root | TLS 350 | Veedor Root | 208 Float | Yes | Yes | Yes | Yes | Double-walled | Vacuum | Yes | No | No | Yes | Yes | Yes | No | No | No | No | No | Yes | Yes | [8 empty] | Yes |  | Curtis Scribner | CMAS | Stephen Smith | CMLW | Authorized Representative of Owner |  | Paul Inman | CHMLW | 2024-01-03 09:16 | 2024-04-12 11:32 | Jason Hempsmyer | Yuba County Environmental Health Department | CUPA
10122517 | 58-000-HM0580 | Caltrans District 3 | 90130000 | Caltrans - Special Crews (Furneaux Rd) | 1403 Furneaux Road | Olivehurst | 95961 | Renewal Permit | 872694-2 | 10122517-001 | Containment Solutions | A Stand-alone Tank | 8000 | 2005-09-17 |  |  | 1 |  | Motor Vehicle Fueling |  | Diesel |  |  | Double Wall | Fiberglass |  | Fiberglass |  | Yes | No | No | No | Double-walled | Pressure | Fiberglass |  | Fiberglass |  | Double-walled | Fiberglass |  | Fiberglass |  | Double-walled | Fiberglass |  | Fiberglass |  | Steel |  | Fiberglass |  | Yes | Yes | Yes | Double-walled | Fiberglass |  | No | No | No |  | Juan Sanchez | Hazmat Manager | Annually |  | New Plan Submitted | Yes | Liquid-Filled | Veedor Root | TLS-350 | Veedor Root | 301 | No | [8 empty] | No | No |  | No |  |  | No |  | Yes | Under Vacuum | Veedor Root | TLS-350 | Veedor Root | Smart Sensor | Yes | Yes | Yes | Veedor Root | LD2000FX1DB | No | [5 empty] | No |  |  | No |  | No | No | No |  | Continuous |  | Veedor Root | TLS 350 | Veedor Root | 208 float | Yes | Yes | Yes | Yes | Double-walled | Vacuum | Yes | No | No | Yes | Yes | Yes | No | No | No | No | No | Yes | Yes | [8 empty] | Yes |  | Curtis Scribner | CMAS | Stephen Smith | CMLW | Authorized Representative of Owner |  | Paul Inman | CHMLW | 2024-01-03 09:16 | 2024-04-12 11:32 | Jason Hempsmyer | Yuba County Environmental Health Department | CUPA
10122934 | 58-000-HM0224 | Circle A | 90072157 | Circle A | 1215 East 22nd Street | Marysville | 95901 | Renewal Permit | J377885-3 | 10122934-003 | Joor Manufacturing, Inc. | One in a Compartmented Unit | 6000 | 1997-07-17 |  |  | 2 |  | Motor Vehicle Fueling |  | Regular Unleaded |  |  | Double Wall | Steel |  | Jacketed |  | No | No | Yes | No | Double-walled | Pressure | Flexible |  | Flexible |  | Single-walled | Fiberglass |  | None |  | None | Fiberglass |  | None |  | Steel |  | Rigid Plastic |  | Yes | Yes | No | Single-walled | Rigid Plastic |  | No | No | No |  | Mohabat Pal S. Kaile | Managing Member | Annually |  | Site Plan Previously Submitted | Yes | Dry | Veeder Root | TLS-350 | Veeder Root | 420-Bell | No | [8 empty] | No | No |  | No |  |  | No |  | Yes | Dry | Veeder Root | TLS-350 | Veeder Root | 208-Float | Yes | Yes | Yes | VMI | Vaporless LD2000 | No | [5 empty] | Yes | Every 3 Years |  | No |  | No | No | No |  | Continuous |  | Veeder Root | TLS-350 | Veeder Root | 208-Float | Yes | Yes | Yes | Yes | Single-walled |  | Yes | No | Yes | Yes | Yes | Yes | Yes | No | No | No | No | Yes | Yes | [8 empty] | Yes |  | Mohabat Pal S. Kaile | Owner | Sue Darby | Clerk | Facility Owner/Operator |  | Mohabat Pal S. Kaile | Managing Member | 2024-04-01 14:41 | 2024-04-19 11:40 | Jason Hempsmyer | Yuba County Environmental Health Department | CUPA
10122934 | 58-000-HM0224 | Circle A | 90072157 | Circle A | 1215 East 22nd Street | Marysville | 95901 | Renewal Permit | J377885-1 | 10122934-001 | Joor Manufacturing, Inc. | One in a Compartmented Unit | 9000 | 1997-07-17 |  |  | 2 |  | Motor Vehicle Fueling |  | Premium Unleaded |  |  | Double Wall | Steel |  | Jacketed |  | No | No | Yes | No | Double-walled | Pressure | Flexible |  | Flexible |  | Single-walled | Fiberglass |  | None |  | None | Fiberglass |  | None |  | Steel |  | Rigid Plastic |  | Yes | Yes | No | Single-walled | Rigid Plastic |  | No | No | No |  | Mohabat Pal S. Kaile | Managing Member | Annually |  | Site Plan Previously Submitted | Yes | Dry | Veeder Root | TLS-350 | Veeder Root | 420-Bell | No | [8 empty] | No | No |  | No |  |  | No |  | Yes | Dry | Veeder Root | TLS-350 | Veeder Root | 208-Float | Yes | Yes | Yes | VMI | Vaporless LD2000 | No | [5 empty] | Yes | Every 3 Years |  | No |  | No | No | No |  | Continuous |  | Veeder Root | TLS-350 | Veeder Root | 208-Float | Yes | Yes | Yes | Yes | Single-walled |  | Yes | No | Yes | Yes | Yes | Yes | Yes | No | No | No | No | Yes | Yes | [8 empty] | Yes |  | Mohabat Pal S. Kaile | Owner | Sue Darby | Clerk | Facility Owner/Operator |  | Mohabat Pal S. Kaile | Managing Member | 2024-04-01 14:41 | 2024-04-19 11:40 | Jason Hempsmyer | Yuba County Environmental Health Department | CUPA
10122934 | 58-000-HM0224 | Circle A | 90072157 | Circle A | 1215 East 22nd Street | Marysville | 95901 | Renewal Permit | J377884-2 | 10122934-002 | or Manufacturing, Inc. | A Stand-alone Tank | 15000 | 1997-07-17 |  |  | 1 |  | Motor Vehicle Fueling |  | Regular Unleaded |  |  | Double Wall | Steel |  | Jacketed |  | No | No | Yes | No | Double-walled | Pressure | Flexible |  | Flexible |  | Single-walled | Fiberglass |  | None |  | None | Fiberglass |  | None |  | Steel |  | Rigid Plastic |  | Yes | Yes | No | Single-walled | Rigid Plastic |  | No | No | No |  | Mohabat Pal S. Kaile | Managing Member | Annually |  | Site Plan Previously Submitted | Yes | Dry | Veeder Root | TLS-350 | Veeder Root | 420-Bell | No | [8 empty] | No | No |  | No |  |  | No |  | Yes | Dry | Veeder Root | TLS-350 | Veeder Root | 208-Float | Yes | Yes | Yes | Red jacket | FX-IV | No | [5 empty] | Yes | Every 3 Years |  | No |  | No | No | No |  | Continuous |  | Veeder Root | TLS-350 | Veeder Root | 208-Float | Yes | Yes | Yes | Yes | Single-walled |  | Yes | No | Yes | Yes | Yes | Yes | Yes | No | No | No | No | Yes | Yes | [8 empty] | Yes |  | Mohabat Pal S. Kaile | Owner | Sue Darby | Clerk | Facility Owner/Operator |  | Mohabat Pal S. Kaile | Managing Member | 2024-04-01 14:41 | 2024-04-19 11:40 | Jason Hempsmyer | Yuba County Environmental Health Department | CUPA
10122955 | 58-000-HM0254 | Olivehurst Mini-Mart | 90072247 | Olivehurst Mini-Mart | 4881 Olivehurst Ave. | Olivehurst | 95961 | Confirmed/Updated Information | M-631071-3 | 10122955-001 | Joor Plasteel-Elutron | One in a Compartmented Unit | 10000 | 1999-06-29 |  |  | 3 |  | Motor Vehicle Fueling |  | Regular Unleaded |  |  | Double Wall | Steel |  | Jacketed |  | No | No | Yes | No | Double-walled | Pressure | Flexible |  | Flexible |  | Single-walled | Fiberglass |  | None |  | None | Fiberglass |  | None |  | Steel |  | None |  | Yes | Yes | No | Single-walled | Rigid Plastic |  | No | No | No |  | Davinderjit Singh | Owner | Annually |  | Site Plan Previously Submitted | Yes | Dry | Veeder-Root | TLS-350 | Veeder-Root | 420-Bell | No | [8 empty] | No | No |  | Yes | Other |  | No |  | Yes | Dry | Veeder-Root | TLS-350 | Veeder-Root | 208-Float | Yes | Yes | Yes | Veeder-Root | Red Jacket FX-IV | No | [5 empty] | Yes | Every 3 Years |  | No |  | No | No | No |  | Continuous |  |  |  | Veeder-Root | 208-Float | Yes | Yes | Yes | Yes | Single-walled |  | Yes | No | Yes | Yes | Yes | Yes | Yes | No | No | No | No | Yes | Yes | [8 empty] | No |  | Davinderjit Singh | Owner | Rajwinder Singh | Manager | Tank Owner/Operator |  | Davinderjit Singh | Owner | 2024-04-01 15:03 | 2024-04-19 11:45 | Jason Hempsmyer | Yuba County Environmental Health Department | CUPA
10122955 | 58-000-HM0254 | Olivehurst Mini-Mart | 90072247 | Olivehurst Mini-Mart | 4881 Olivehurst Ave. | Olivehurst | 95961 | Confirmed/Updated Information | M-631071-1 | 10122955-002 | Joor Plasteel-Elutron | One in a Compartmented Unit | 6000 | 1999-06-29 |  |  | 3 |  | Motor Vehicle Fueling |  | Diesel |  |  | Double Wall | Steel |  | Jacketed |  | No | No | Yes | No | Double-walled | Pressure | Flexible |  | Flexible |  | Single-walled | Fiberglass |  | None |  | None | Fiberglass |  | None |  | Steel |  | None |  | Yes | Yes | No | Single-walled | Rigid Plastic | [5 empty] | Davinderjit Singh | Owner | Annually |  | Site Plan Previously Submitted | Yes | Dry | Veeder-Root | TLS-350 | Veeder-Root | 420-Bell | No | [8 empty] | No | No |  | Yes | Other |  | No |  | Yes | Dry | Veeder-Root | TLS-350 | Veeder-Root | 208-Float | Yes | Yes | Yes | Veeder-Root | Red Jacket FX-IV | No | [5 empty] | Yes | Every 3 Years |  | No |  | No | No | No |  | Continuous |  |  |  | Veeder-Root | 208-Float | Yes | Yes | Yes | Yes | Single-walled |  | Yes | No | Yes | Yes | Yes | Yes | Yes | No | No | No | No | Yes | Yes | [10 empty] | Davinderjit Singh | Owner | Rajwinder Singh | Manager | Tank Owner/Operator |  | Davinderjit Singh | Owner | 2024-04-01 15:03 | 2024-04-19 11:45 | Jason Hempsmyer | Yuba County Environmental Health Department | CUPA
10122955 | 58-000-HM0254 | Olivehurst Mini-Mart | 90072247 | Olivehurst Mini-Mart | 4881 Olivehurst Ave. | Olivehurst | 95961 | Confirmed/Updated Information | M-631071-2 | 10122955-003 | Joor Plasteel-Elutron | One in a Compartmented Unit | 4000 | 1999-06-29 |  |  | 3 |  | Motor Vehicle Fueling |  | Premium Unleaded |  |  | Double Wall | Steel |  | Jacketed |  | No | No | Yes | No | Double-walled | Pressure | Flexible |  | Flexible |  | Single-walled | Fiberglass |  | None |  | None | Fiberglass |  | None |  | Steel |  | None |  | Yes | Yes | No | Single-walled | Rigid Plastic |  | No | No | No |  | Davinderjit Singh | Owner | Annually |  | Site Plan Previously Submitted | Yes | Dry | Veeder-Root | TLS-350 | Veeder-Root | 420-Bell | No | [8 empty] | No | No |  | Yes | Other |  | No |  | Yes | Dry | Veeder-Root | TLS-350 | Veeder-Root | 208-Float | Yes | Yes | Yes | Veeder-Root | Red Jacket FX-IV | No | [5 empty] | Yes | Every 3 Years |  | No |  | No | No | No |  | Continuous |  |  |  | Veeder-Root | 208-Float | Yes | Yes | Yes | Yes | Single-walled |  | Yes | No | Yes | Yes | Yes | Yes | Yes | No | No | No | No | Yes | Yes | [8 empty] | No |  | Davinderjit Singh | Owner | Rajwinder Singh | Manager | Tank Owner/Operator |  | Davinderjit Singh | Owner | 2024-04-01 15:03 | 2024-04-19 11:45 | Jason Hempsmyer | Yuba County Environmental Health Department | CUPA
10122961 | 58-000-HM0367 | Lally Foodmart | 90072274 | Lally Food Mart | 1946 North Beale Road | Marysville | 95901 | Confirmed/Updated Information | 177094-3 | 10122961-003 | Modern Welding | One in a Compartmented Unit | 8000 | 1997-04-10 |  |  | 2 |  | Motor Vehicle Fueling |  | Premium Unleaded |  |  | Double Wall | Steel |  | Jacketed |  | Yes | No | No | No | Double-walled | Pressure | Flexible |  | Flexible |  | Single-walled | Fiberglass |  | None |  | None | Fiberglass |  | None |  | Steel |  | Fiberglass |  | Yes | Yes | No | Single-walled | Rigid Plastic |  | No | No | No |  | Balwinder Singh | Manager | Annually |  | Site Plan Previously Submitted | Yes | Dry | Veeder Root | TLS-350 | Veeder Root | 420-Bell | No | [8 empty] | No | No |  | Yes | Other |  | No |  | Yes | Dry | Veeder Root | TLS-350 | Veeder Root | 352-Discriminating Float | Yes | Yes | Yes | Red Jacket | FX-IV | No | [5 empty] | Yes | Every 3 Years |  | No |  | No | No | No |  | Continuous |  | Veeder Root | TLS-350 | Veeder Root | 208-Float | Yes | Yes | Yes | Yes | Single-walled |  | Yes | No | Yes | Yes | Yes | Yes | Yes | No | No | No | No | Yes | Yes | [8 empty] | Yes |  | Balwinder Singh | Owner | Palwinder Lally | Owner | Facility Owner/Operator |  | Balwinder Singh | Manager | 2024-04-02 09:31 | 2024-04-19 10:47 | Jason Hempsmyer | Yuba County Environmental Health Department | CUPA
10122961 | 58-000-HM0367 | Lally Foodmart | 90072274 | Lally Food Mart | 1946 North Beale Road | Marysville | 95901 | Confirmed/Updated Information | 177095-1 | 10122961-001 | Modern Welding | A Stand-alone Tank | 12000 | 1997-04-10 |  |  | 1 |  | Motor Vehicle Fueling |  | Regular Unleaded |  |  | Double Wall | Steel |  | Jacketed |  | Yes | No | No | No | Double-walled | Pressure | Flexible |  | Flexible |  | Single-walled | Fiberglass |  | None |  | None | Fiberglass |  | None |  | Steel |  | Rigid Plastic |  | Yes | Yes | No | Single-walled | Rigid Plastic |  | No | No | No |  | Balwinder Singh | Manager | Annually |  | Site Plan Previously Submitted | Yes | Dry | Veeder Root | TLS-350 | Veeder Root | 420-Bell | No | [8 empty] | No | No |  | Yes | Other |  | No |  | Yes | Dry | Veeder Root | TLS-350 | Veeder Root | 352-Discriminating Float | Yes | Yes | Yes | VMI | Vaporless LD2000 | No | [5 empty] | Yes | Every 3 Years |  | No |  | No | No | No |  | Continuous |  | Veeder Root | TLS-350 | Veeder Root | 208-Float | Yes | Yes | Yes | Yes | Single-walled |  | Yes | No | Yes | Yes | Yes | Yes | Yes | No | No | No | No | Yes | Yes | [8 empty] | Yes |  | Balwinder Singh | Owner | Palwinder Lally | Owner | Facility Owner/Operator |  | Balwinder Singh | Manager | 2024-04-02 09:31 | 2024-04-19 10:47 | Jason Hempsmyer | Yuba County Environmental Health Department | CUPA
10122961 | 58-000-HM0367 | Lally Foodmart | 90072274 | Lally Food Mart | 1946 North Beale Road | Marysville | 95901 | Confirmed/Updated Information | 177094-2 | 10122961-002 | Modern Welding | One in a Compartmented Unit | 4000 | 1997-04-10 |  |  | 2 |  | Motor Vehicle Fueling |  | Diesel |  |  | Double Wall | Steel |  | Jacketed |  | Yes | No | No | No | Double-walled | Pressure | Flexible |  | Flexible |  | Single-walled | Fiberglass |  | None |  | None | Fiberglass |  | None |  | Steel |  | Rigid Plastic |  | Yes | Yes | No | Single-walled | Rigid Plastic |  | No | No | No |  | Balwinder Singh | Manager | Annually |  | Site Plan Previously Submitted | Yes | Dry | Veeder Root | TLS-350 | Veeder Root | 420-Bell | No | [8 empty] | No | No |  | Yes | Other |  | No |  | Yes | Dry | Veeder Root | TLS-350 | Veeder Root | 352-Discriminating Float | Yes | Yes | Yes | Red Jacket | FX-IDV | No | [5 empty] | Yes | Every 3 Years |  | No |  | No | No | No |  | Continuous |  | Veeder Root | TLS-350 | Veeder Root | 208-Float | Yes | Yes | Yes | Yes | Single-walled |  | Yes | No | Yes | Yes | Yes | Yes | Yes | No | No | No | No | Yes | Yes | [8 empty] | Yes |  | Balwinder Singh | Owner | Palwinder Lally | Owner | Facility Owner/Operator |  | Balwinder Singh | Manager | 2024-04-02 09:31 | 2024-04-19 10:47 | Jason Hempsmyer | Yuba County Environmental Health Department | CUPA
10122976 | 58-000-HM1054 | Beale Air Force Base | 90127726 | BAFB AAFES Capehart Shoppette | 4903 Camp Beale Road, HW Site#111, B4793 | Beale AFB | 95903 | Confirmed/Updated Information | TA0000117-003 | 10122976-003 | Xerxes | One in a Compartmented Unit | 10000 | 2008-07-07 |  |  | 2 |  | Motor Vehicle Fueling |  | Premium Unleaded |  |  | Double Wall | Fiberglass |  | Fiberglass |  | Yes | No | No | No | Double-walled | Pressure | Fiberglass |  | Fiberglass |  | Double-walled | Fiberglass |  | Fiberglass |  | Double-walled | Fiberglass |  | Fiberglass |  | Steel |  | Fiberglass |  | Yes | Yes | Yes | Double-walled | Fiberglass |  | No | No | No |  |  |  | Annually |  | New Plan Submitted | Yes | Liquid-Filled | Veeder Root | TLS350 | Veeder Root | 303 | No | [8 empty] | No | No |  | No |  |  | No |  | Yes | Liquid | Veeder Root | TLS350 | Veeder Root | 208 | Yes | Yes | No |  |  | Yes | Veeder Root | 848480-001/PLLD |  | Yes | Yes | No |  |  | No |  | No | No | No |  | Continuous |  | Veeder Root | TLS350 | Veeder Root | 208 | Yes | Yes | Yes | Yes | Double-walled | Liquid | Yes | Yes | No | Yes | Yes | Yes | No | No | No | Yes | No | Yes | Yes | [8 empty] | Yes | All UDC sumps have 2 Veeder Root sensors. Veeder Root sensors VR-208 and VR-304. The product secondary piping in monitored under vacuum by sensor 463 and 464. | Mary Magoon | Facility Manager | Susan Stewart | Deputy Chief Environmental |  |  |  |  | 2024-02-29 11:20 | 2024-04-18 13:34 | Jason Hempsmyer | Yuba County Environmental Health Department | CUPA
10122976 | 58-000-HM1054 | Beale Air Force Base | 90127726 | BAFB AAFES Capehart Shoppette | 4903 Camp Beale Road, HW Site#111, B4793 | Beale AFB | 95903 | Confirmed/Updated Information | TA0000115-001 | 10122976-001 | Xerxes | A Stand-alone Tank | 15000 | 2008-07-07 |  |  | 1 |  | Motor Vehicle Fueling |  | Regular Unleaded |  |  | Double Wall | Fiberglass |  | Fiberglass |  | Yes | No | No | No | Double-walled | Pressure | Fiberglass |  | Fiberglass |  | Double-walled | Fiberglass |  | Fiberglass |  | Double-walled | Fiberglass |  | Fiberglass |  | Steel |  | Fiberglass |  | Yes | Yes | Yes | Double-walled | Fiberglass |  | No | No | No |  |  |  | Annually |  | New Plan Submitted | Yes | Liquid-Filled | Veeder Root | TLS350 | Veeder Root | 303 | No | [8 empty] | No | No |  | No |  |  | No |  | Yes | Liquid | Veeder Root | TLS350 | Veeder Root | 208 | Yes | Yes | No |  |  | Yes | Veeder Root | 848480-0001/PLLD |  | Yes | Yes | No |  |  | No |  | No | No | No |  | Continuous |  | Veeder Root | TLS350 | Veeder Root | 208 | Yes | Yes | Yes | Yes | Double-walled | Liquid | Yes | Yes | No | Yes | Yes | Yes | No | No | No | Yes | No | Yes | Yes | [8 empty] | Yes | All UDC sumps have 2 Veeder Root sensors. Veeder Root sensors VR-208 and VR-304. The product secondary piping in monitored under vacuum by sensor 463 and 464. | Mary Magoon | Facility Manager | Susan Stewart | Deputy Chief Environmental |  |  |  |  | 2024-02-29 11:20 | 2024-04-18 13:34 | Jason Hempsmyer | Yuba County Environmental Health Department | CUPA
10122976 | 58-000-HM1054 | Beale Air Force Base | 90127726 | BAFB AAFES Capehart Shoppette | 4903 Camp Beale Road, HW Site#111, B4793 | Beale AFB | 95903 | Confirmed/Updated Information | TA0000116-002 | 10122976-002 | Xerxes | One in a Compartmented Unit | 5000 | 2008-07-07 |  |  | 2 |  | Motor Vehicle Fueling |  | Diesel |  |  | Double Wall | Fiberglass |  | Fiberglass |  | Yes | No | No | No | Double-walled | Pressure | Fiberglass |  | Fiberglass |  | Double-walled | Fiberglass |  | Fiberglass |  | Double-walled | Fiberglass |  | Fiberglass |  | Steel |  | Fiberglass |  | Yes | Yes | Yes | Double-walled | Fiberglass |  | No | No | No |  |  |  | Annually |  | New Plan Submitted | Yes | Liquid-Filled | Veeder Root | TLS350 | Veeder Root | 303 | No | [8 empty] | No | No |  | No |  |  | No |  | Yes | Liquid | Veeder Root | TLS350 | Veeder Root | 208 | Yes | Yes | No |  |  | Yes | Veeder Root | 848480-001/PLLD |  | Yes | Yes | No |  |  | No |  | No | No | No |  | Continuous |  | Veeder Root | TLS350 | Veeder Root | 208 | Yes | Yes | Yes | Yes | Double-walled | Liquid | Yes | Yes | No | Yes | Yes | Yes | No | No | No | Yes | No | Yes | Yes | [8 empty] | Yes | All UDC sumps have 2 Veeder Root sensors. Veeder Root sensors VR-208 and VR-304. The product secondary piping in monitored under vacuum by sensor 463 and 464. | Mary Magoon | Facility Manager | Susan Stewart | Deputy Chief Environmental |  |  |  |  | 2024-02-29 11:20 | 2024-04-18 13:34 | Jason Hempsmyer | Yuba County Environmental Health Department | CUPA
10122982 | 58-000-HM1014 | Beale Air Force Base | 90127726 | BAFB 9th LRS Flightline Service Station | 8350 Arnold Ave, #11709 | Beale AFB | 95903 | Confirmed/Updated Information | 11709-1 | 10122982-001 | Container Solutions | A Stand-alone Tank | 20000 | 2007-05-17 |  |  | 1 |  | Motor Vehicle Fueling |  | Regular Unleaded |  |  | Double Wall | Fiberglass |  | Fiberglass |  | No | No | Yes | No | Double-walled | Pressure | Flexible |  | Flexible |  | Double-walled | Fiberglass |  | Fiberglass |  | Double-walled | Fiberglass |  | Fiberglass |  | Steel |  | Rigid Plastic |  | Yes | Yes | Yes | Double-walled | Fiberglass |  | No | No | No |  |  |  | Annually |  | Site Plan Previously Submitted | Yes | Liquid-Filled | Veeder Root | TLS-350 | Veeder Root | 794380-303 | No | [8 empty] | No | No |  | Yes | Annually |  | No |  | Yes | Under Vacuum | Veeder Root | TLS-350 | Veeder Root | 794380-208 | Yes | Yes | No |  |  | Yes | Veeder Root | 8484 |  | Yes | Yes | No |  |  | No |  | No | No | No |  | Continuous |  | Veeder Root | TLS-350 | Veeder Root | 794380-208 | Yes | Yes | Yes | Yes | Double-walled | Liquid | Yes | No | Yes | Yes | Yes | Yes | Yes | No | No | No | No | Yes | Yes | [8 empty] | Yes |  | SSgt Bradley Roberts | Facilities Manager | Susan Stewart | Deputy Chief Environmental |  |  |  |  | 2024-02-29 15:46 | 2024-04-23 09:09 | Jason Hempsmyer | Yuba County Environmental Health Department | CUPA
10122982 | 58-000-HM1014 | Beale Air Force Base | 90127726 | BAFB 9th LRS Flightline Service Station | 8350 Arnold Ave, #11709 | Beale AFB | 95903 | Confirmed/Updated Information | 11709-02 | 10122982-002 | Container Solutions | A Stand-alone Tank | 20000 | 2007-05-17 |  |  | 1 |  | Motor Vehicle Fueling |  | Diesel |  |  | Double Wall | Fiberglass |  | Fiberglass |  | No | No | Yes | No | Double-walled | Pressure | Flexible |  | Flexible |  | Double-walled | Fiberglass |  | Fiberglass |  | Double-walled | Fiberglass |  | Fiberglass |  | Steel |  | Rigid Plastic |  | Yes | Yes | Yes | Double-walled | Fiberglass |  | No | No | No |  |  |  | Annually |  | Site Plan Previously Submitted | Yes | Liquid-Filled | Veeder Root | TLS-350 | Veeder Root | 794380-303 | No | [8 empty] | No | No |  | Yes | Annually |  | No |  | Yes | Under Vacuum | Veeder Root | TLS-350 | Veeder Root | 794380-208 | Yes | Yes | No |  |  | Yes | Veeder Root | 8484 |  | Yes | Yes | No |  |  | No |  | No | No | No |  | Continuous |  | Veeder Root | TLS-350 | Veeder Root | 794380-208 | Yes | Yes | Yes | Yes | Double-walled | Liquid | Yes | No | Yes | Yes | Yes | Yes | Yes | No | No | No | No | Yes | Yes | [8 empty] | Yes |  | SSgt Bradley Roberts | Facilities Manager | Susan Stewart | Deputy Chief Environmental |  |  |  |  | 2024-02-29 15:46 | 2024-04-23 09:09 | Jason Hempsmyer | Yuba County Environmental Health Department | CUPA
10123021 | 58-000-HM0120 | Rideout Health | 90072538 | Adventist Health & Rideout Hospital | 726 4th Street | Marysville | 95901 | Confirmed/Updated Information | 1316 | 10123021-001 | Owens Corning | A Stand-alone Tank | 12000 | 1994-10-12 |  |  | 1 |  | Emergency Generator Fuel |  | Diesel |  |  | Double Wall | Fiberglass |  | Fiberglass |  | Yes | No | Yes | No | Double-walled | Conventional Suction | Steel |  | Steel |  | Single-walled | Steel |  | Steel |  | None | None |  | None |  | Steel |  | None |  | Fill Components Installed 451-a: Yes; Fill Components Installed 451-b: Yes; Fill Components Installed 451-c: No; Under Dispenser Containment (UDC) 469a: No Dispensers; Corrosion Prevention 448a: No; Corrosion Prevention 448b: No; Corrosion Prevention 448c: No; UST Tank Certification / Applicant Information 471: Jesse Parks; UST Tank Certification / Applicant Information 472: UST Designated Operator(Employee); Equipment Testing and Preventive Maintenance 490-3a: Annually; Site Plot Plan Submitted 490-4: Site Plan Previously Submitted; Continuous Electronic Tank Monitoring 490-5: Yes; Continuous Electronic Tank Monitoring 490-6: Dry; Continuous Electronic Tank Monitoring 490-7: Veeder-Root; Continuous Electronic Tank Monitoring 490-8: TLS-350; Continuous Electronic Tank Monitoring 490-9: Veeder-Root; Continuous Electronic Tank Monitoring 490-10: 409-Flip Sensor; Automatic Tank Gauging 490-11: No; Monthly Statistical Inventory Reconciliation 490-20: No; Weekly Manual Tank Gauge 490-21: No; Tank Integrity Testing 490-23: No; Other Tank Monitoring 490-26: No; Continuous Monitoring of Piping Secondary Containment 490-28: Yes; Continuous Monitoring of Piping Secondary Containment 490-29: Dry; Continuous Monitoring of Piping Secondary Containment 490-30: Veeder-Root; Continuous Monitoring of Piping Secondary Containment 490-31: TLS-350; Continuous Monitoring of Piping Secondary Containment 490-32: Veeder-Root; Continuous Monitoring of Piping Secondary Containment 490-33: 208-FLoat; Continuous Monitoring of Piping Secondary Containment 490-34: No; Continuous Monitoring of Piping Secondary Containment 490-35: No; Mechanical Line Leak Detector Performs 3 GPH Leak Test 490-36: No; Electronic Line Leak Detector Performs 3 GPH Leak Test 490-39: No; Pipeline Integrity Testing 490-45: Yes; Pipeline Integrity Testing 490-46: Every 3 Years; Visual Pipeline Monitoring 490-48: No; Suction Piping Meets Exemption Criteria 490-50: No; No Regulated Piping Per Health and Safety Code, Division 20, Chapter 6.7 Is Connected To The Tank System 490-51: No; Other Pipeline Monitoring 490-52: No; Under Dispenser Containment (UDC) Monitoring 490-54a: No Dispensers; Periodic System Testing 490-65: Yes; Periodic System Testing 490-66: Yes; Periodic System Testing 490-67: Yes; Recordkeeping 490-68a: Yes; Recordkeeping 490-68b: Yes; Recordkeeping 490-68c: Yes; Recordkeeping 490-68d: No; Recordkeeping 490-68e: No; Recordkeeping 490-68f: No; Recordkeeping 490-68g: No; Recordkeeping 490-68h: Yes; Training 490-69a: Yes; Training 490-70: Yes; Personnel Responsibilities 490-72: Jeff Mayo; Personnel Responsibilities 490-73: Director of Facilities; Personnel Responsibilities 490-74: Erika Hughes; Personnel Responsibilities 490-75: EH&S Specialist; UST Monitoring Plan Certification / Applicant Information 490-76: Authorized Representative of Owner; UST Monitoring Plan Certification / Applicant Information 490-78: Mike Pierce; UST Monitoring Plan Certification / Applicant Information 490-79: Projects and Facilities Director | 2024-02-20 09:22 | 2024-05-02 08:28 | Jason Hempsmyer | Yuba County Environmental Health Department | CUPA
10123021 | 58-000-HM0120 | Rideout Health | 90072538 | Adventist Health & Rideout Hospital | 726 4th Street | Marysville | 95901 | Confirmed/Updated Information | LAFD40-90-1-2 | 10123021-002 | Containment Solutions | A Stand-alone Tank | 15000 | 2013-08-30 |  |  | 1 |  | Emergency Generator Fuel |  | Diesel |  |  | Double Wall | Fiberglass |  | Fiberglass |  | Yes | No | No | No | Double-walled | Pressure | Fiberglass |  | Fiberglass |  | Double-walled | Fiberglass |  | Fiberglass |  | Double-walled | None |  | None |  | Steel |  | Fiberglass |  | Fill Components Installed 451-a: Yes; Fill Components Installed 451-b: Yes; Fill Components Installed 451-c: Yes; Under Dispenser Containment (UDC) 469a: No Dispensers; Corrosion Prevention 448a: No; Corrosion Prevention 448b: No; Corrosion Prevention 448c: No; UST Tank Certification / Applicant Information 471: Jesse Parks; UST Tank Certification / Applicant Information 472: Maintenance; Equipment Testing and Preventive Maintenance 490-3a: Annually; Site Plot Plan Submitted 490-4: New Plan Submitted; Continuous Electronic Tank Monitoring 490-5: Yes; Continuous Electronic Tank Monitoring 490-6: Liquid-Filled; Continuous Electronic Tank Monitoring 490-7: Incon; Continuous Electronic Tank Monitoring 490-8: TS-550; Continuous Electronic Tank Monitoring 490-9: Incon; Continuous Electronic Tank Monitoring 490-10: TSP-HIS Float; Automatic Tank Gauging 490-11: No; Monthly Statistical Inventory Reconciliation 490-20: No; Weekly Manual Tank Gauge 490-21: No; Tank Integrity Testing 490-23: No; Other Tank Monitoring 490-26: No; Continuous Monitoring of Piping Secondary Containment 490-28: Yes; Continuous Monitoring of Piping Secondary Containment 490-29: Under Vacuum; Continuous Monitoring of Piping Secondary Containment 490-30: Incon; Continuous Monitoring of Piping Secondary Containment 490-31: TS-550; Continuous Monitoring of Piping Secondary Containment 490-32: Incon; Continuous Monitoring of Piping Secondary Containment 490-33: TS-SCCM; Continuous Monitoring of Piping Secondary Containment 490-34: No; Continuous Monitoring of Piping Secondary Containment 490-35: No; Mechanical Line Leak Detector Performs 3 GPH Leak Test 490-36: No; Electronic Line Leak Detector Performs 3 GPH Leak Test 490-39: No; Pipeline Integrity Testing 490-45: No; Visual Pipeline Monitoring 490-48: No; Suction Piping Meets Exemption Criteria 490-50: No; No Regulated Piping Per Health and Safety Code, Division 20, Chapter 6.7 Is Connected To The Tank System 490-51: No; Other Pipeline Monitoring 490-52: No; Under Dispenser Containment (UDC) Monitoring 490-54a: No Dispensers; Periodic System Testing 490-65: No; Periodic System Testing 490-66: No; Periodic System Testing 490-67: Yes; Recordkeeping 490-68a: Yes; Recordkeeping 490-68b: Yes; Recordkeeping 490-68c: Yes; Recordkeeping 490-68d: No; Recordkeeping 490-68e: No; Recordkeeping 490-68f: No; Recordkeeping 490-68g: No; Recordkeeping 490-68h: Yes; Training 490-69a: Yes; Training 490-70: Yes; Personnel Responsibilities 490-72: Jeff Mayo; Personnel Responsibilities 490-73: Director of Facilities; Personnel Responsibilities 490-74: Erika Hughes; Personnel Responsibilities 490-75: EH&S Specialist; UST Monitoring Plan Certification / Applicant Information 490-76: Authorized Representative of Owner; UST Monitoring Plan Certification / Applicant Information 490-78: Mike Pierce; UST Monitoring Plan Certification / Applicant Information 490-79: Projects and Facilities Director | 2024-02-20 09:22 | 2024-05-02 08:28 | Jason Hempsmyer | Yuba County Environmental Health Department | CUPA
10123108 | 58-000-HM0212 | Feather River Market | 90072862 | Feather River Market | 5870 Feather River Blvd. | Olivehurst | 95961 | Confirmed/Updated Information | 2048153 | 10123108-002 | Modern Welding | One in a Compartmented Unit | 8000 | 1994-08-09 |  |  | 2 |  | Motor Vehicle Fueling |  | Premium Unleaded |  |  | Double Wall | Steel |  | Fiberglass |  | No | No | Yes | No | Double-walled | Pressure | Flexible |  | Flexible |  | Single-walled | Other |  | Other | Enviroflex | Single-walled | Other |  | Other | Enviroflex | Steel |  | None |  | Yes | Yes | No | Single-walled | Fiberglass | [5 empty] | Amarjit Sangha | Owner | Annually |  | Site Plan Previously Submitted | Yes |  | Incon | TSP-EIS | Incon | Optical | No | [8 empty] | No | No |  | No |  |  | No |  | Yes | Dry | Incon | TSP-EIS | Incon | Bell | Yes | Yes | Yes | red Jacket, Vaporless | FX-IV, LD2000 | No | [5 empty] | Yes | Every 3 Years |  | No |  | No | No | No |  | Continuous |  |  |  | Incon | Bell | Yes | Yes | Yes | Yes | Single-walled |  | Yes | No | Yes | Yes | Yes | Yes | Yes | No | No | No | No | Yes | Yes | [8 empty] | Yes |  | Amarjit Sangha | Manager | Kulwinder Singh | Owner | Tank Owner/Operator |  | Amarjit Sangha | Owner | 2023-05-05 09:37 | 2023-05-11 11:03 | Jason Hempsmyer | Yuba County Environmental Health Department | CUPA
10123108 | 58-000-HM0212 | Feather River Market | 90072862 | Feather River Market | 5870 Feather River Blvd. | Olivehurst | 95961 | Confirmed/Updated Information | 2006051 | 10123108-003 | Modern Welding | A Stand-alone Tank | 10000 | 1994-08-09 |  |  | 1 |  | Motor Vehicle Fueling |  | Regular Unleaded |  |  | Double Wall | Steel |  | Fiberglass |  | No | No | Yes | No | Double-walled | Pressure | Flexible |  |  |  | Single-walled | Other |  | Other | Enviroflex | Single-walled | Other |  | Other | Enviroflex | Steel |  | None |  | Yes | Yes | No | Single-walled | Fiberglass | [5 empty] | Amarjit | Owner | Annually |  | Site Plan Previously Submitted | Yes |  | Incon | TSP-EIS | Incon | Optical | No | [8 empty] | No | No |  | No |  |  | No |  | Yes | Dry | Incon | TSP-EIS | Incon | Bell | Yes | Yes | Yes | red Jacket, Vaporless | FX-IV, LD2000 | No | [5 empty] | Yes | Every 3 Years |  | No |  | No | No | No |  | Continuous |  |  |  | Incon | Bell | Yes | Yes | Yes | Yes | Single-walled |  | Yes | No | Yes | Yes | Yes | Yes | Yes | No | No | No | No | Yes | Yes | [8 empty] | Yes |  | Amarjit Sangha | Manager | Kulwinder Singh | Owner | Tank Owner/Operator |  | Amarjit Sangha | Owner | 2023-05-05 09:37 | 2023-05-11 11:03 | Jason Hempsmyer | Yuba County Environmental Health Department | CUPA
10123108 | 58-000-HM0212 | Feather River Market | 90072862 | Feather River Market | 5870 Feather River Blvd. | Olivehurst | 95961 | Confirmed/Updated Information | 2048153-1 | 10123108-001 | Modern Welding | One in a Compartmented Unit | 7000 | 1994-08-09 |  |  | 2 |  | Motor Vehicle Fueling |  | Diesel |  |  | Double Wall | Steel |  | Fiberglass |  | No | No | Yes | No | Double-walled | Pressure | Flexible |  | Flexible |  | Single-walled | Other |  | Other | Enviroflex | Single-walled | Other |  | Other | Enviroflex | Steel |  | None |  | Yes | Yes | No | Single-walled | Fiberglass |  | No | No | No |  | Amarjit Sangha | Owner | Annually |  | Site Plan Previously Submitted | Yes |  | Incon | TSP-EIS | Incon | Optical | No | [8 empty] | No | No |  | No |  |  | No |  | Yes | Dry | Incon | TSP-EIS | Incon | Bell | Yes | Yes | Yes | red Jacket, Vaporless | FX-IV, LD2000 | No | [5 empty] | Yes | Every 3 Years |  | No |  | No | No | No |  | Continuous |  |  |  | Incon | Bell | Yes | Yes | Yes | Yes | Single-walled |  | Yes | No | Yes | Yes | Yes | Yes | Yes | No | No | No | No | Yes | Yes | [8 empty] | Yes |  | Amarjit Sangha | Manager | Kulwinder Singh | Owner | Tank Owner/Operator |  | Amarjit Sangha | Owner | 2023-05-05 09:37 | 2023-05-11 11:03 | Jason Hempsmyer | Yuba County Environmental Health Department | CUPA
10123141 | 58-000-HM0348 | Lally Gas & Food | 90072982 | Lally Gas & Food | 4960 Olivehurst Avenue | Olivehurst | 95961 | Confirmed/Updated Information | 1104-41295-9875 | 10123141-002 | Elutron | One in a Compartmented Unit | 8000 | 1996-01-01 |  |  | 2 |  | Motor Vehicle Fueling |  | Premium Unleaded |  |  | Double Wall | Steel |  | Jacketed |  | No | No | Yes | No | Double-walled | Pressure | Fiberglass |  | Fiberglass |  | Single-walled | Fiberglass |  | None |  | Single-walled | Fiberglass |  | None |  | Steel |  | Rigid Plastic |  | Yes | Yes | No | Single-walled | Fiberglass |  | No | No | No |  | Palwinder S. Lally | Manager | Annually |  | Site Plan Previously Submitted | Yes | Dry | Veeder Root | TLS-350 | Veeder Root | 420-Bell | No | [8 empty] | No | No |  | No |  |  | No |  | Yes | Dry | Veeder Root | TLS-350 | Veeder Root | 208-Float | Yes | Yes | Yes | RED JACKET | FX-IV | No | [5 empty] | Yes | Every 3 Years |  | No |  | No | No | No |  | Continuous |  | Veeder Root | TLS-350 | Veeder Root | 208-Float | Yes | Yes | Yes | Yes | Single-walled |  | Yes | No | Yes | Yes | Yes | Yes | Yes | No | No | No | No | Yes | Yes | [8 empty] | Yes |  | Palwinder Lally | Owner | Jarnail Lally | Owner | Facility Owner/Operator |  | Palwinder S. Lally | Manager | 2024-04-02 09:36 | 2024-04-05 14:37 | Jason Hempsmyer | Yuba County Environmental Health Department | CUPA
10123141 | 58-000-HM0348 | Lally Gas & Food | 90072982 | Lally Gas & Food | 4960 Olivehurst Avenue | Olivehurst | 95961 | Confirmed/Updated Information | 1104-41295-3295 | 10123141-001 | Elutron | One in a Compartmented Unit | 4000 | 1996-01-01 |  |  | 2 |  | Motor Vehicle Fueling |  | Diesel |  |  | Double Wall | Steel |  | Jacketed |  | No | No | Yes | No | Double-walled | Pressure | Fiberglass |  | Fiberglass |  | Single-walled | Fiberglass |  | None |  |  | Fiberglass |  | None |  | Steel |  | Rigid Plastic |  | Yes | Yes | No | Single-walled | Fiberglass |  | No | No | No |  | Palwinder S. Lally | Manager | Annually |  | Site Plan Previously Submitted | Yes | Dry | Veeder Root | TLS-350 | Veeder Root | 420-Bell | No | [8 empty] | No | No |  | No |  |  | No |  | Yes | Dry | Veeder Root | TLS-350 | Veeder Root | 208-Float | Yes | Yes | Yes | Red Jacket | FX IV | No | [5 empty] | Yes | Every 3 Years |  | No |  | No | No | No |  | Continuous |  | Veeder Root | TLS-350 | Veeder Root | 208-Float | Yes | Yes | Yes | Yes | Single-walled |  | Yes | No | Yes | Yes | Yes | Yes | Yes | No | No | No | No | Yes | Yes | [8 empty] | Yes |  | Palwinder Lally | Owner | Jarnail Lally | Owner | Facility Owner/Operator |  | Palwinder S. Lally | Manager | 2024-04-02 09:36 | 2024-04-05 14:37 | Jason Hempsmyer | Yuba County Environmental Health Department | CUPA
10123141 | 58-000-HM0348 | Lally Gas & Food | 90072982 | Lally Gas & Food | 4960 Olivehurst Avenue | Olivehurst | 95961 | Confirmed/Updated Information | 1104-41295-9753 | 10123141-003 | Elutron | A Stand-alone Tank | 12000 | 1996-01-01 |  |  | 1 |  | Motor Vehicle Fueling |  | Regular Unleaded |  |  | Double Wall | Steel |  | Jacketed |  | No | No | Yes | No | Double-walled | Pressure | Fiberglass |  | Fiberglass |  | Single-walled | Fiberglass |  | None |  | Single-walled | Fiberglass |  | None |  | Steel |  | Rigid Plastic |  | Yes | Yes | No | Single-walled | Fiberglass |  | No | No | No |  | Palwinder S. Lally | Manager | Annually |  | Site Plan Previously Submitted | Yes | Dry | Veeder Root | TLS-350 | Veeder Root | 420-Bell | No | [8 empty] | No | No |  | No |  |  | No |  | Yes | Dry | Veeder Root | TLS-350 | Veeder Root | 208-Float | Yes | Yes | Yes | RED JACKET | FX-IV | No | [5 empty] | Yes | Every 3 Years |  | No |  | No | No | No |  | Continuous |  | Veeder Root | TLS-350 | Veeder Root | 208-Float | Yes | Yes | Yes | Yes | Single-walled |  | Yes | No | Yes | Yes | Yes | Yes | Yes | No | No | No | No | Yes | Yes | [8 empty] | Yes |  | Palwinder Lally | Owner | Jarnail Lally | Owner | Facility Owner/Operator |  | Palwinder S. Lally | Manager | 2024-04-02 09:36 | 2024-04-05 14:37 | Jason Hempsmyer | Yuba County Environmental Health Department | CUPA
10123156 | 58-000-HM0366 | ARCO AM/PM #82648 | 90073045 | ARCO AM/PM #82648 | 1129 North Beale Road | Marysville | 95901 | Confirmed/Updated Information | 58-000-OES366-4 | 10123156-004 | Xerxes | A Stand-alone Tank | 10000 | 1997-05-01 |  |  | 1 |  | Motor Vehicle Fueling |  | Diesel |  |  | Double Wall | Fiberglass |  | Fiberglass |  | Yes | No | Yes | No | Double-walled | Pressure | Fiberglass |  | Fiberglass |  | Single-walled | Fiberglass |  | None |  | None | Fiberglass |  | None |  | Steel |  | Fiberglass |  | Yes | Yes | Yes | Single-walled | Fiberglass |  | No | No | No |  | Marc Strauch | President | Annually |  | Site Plan Previously Submitted | Yes | Dry | Veeder Root | TLS-350 | Veeder Root | 407-Flip | No | [8 empty] | No | No |  | Yes | Other |  | No |  | Yes | Dry | Veeder Root | TLS-350 | Veeder Root | 208-Float | Yes | Yes | Yes | Vaporless | LD2000 | No | [5 empty] | Yes | Every 3 Years |  | No |  | No | No | No |  | Continuous |  | Veeder Root | TLS-350 | Veeder Root | 321-Float | Yes | Yes | Yes | Yes | Double-walled |  | Yes | No | Yes | Yes | Yes | Yes | Yes | No | No | No | No | Yes | Yes | [8 empty] | Yes |  | Marc Strauch | President | MCheryl Axley | Manager | Tank Owner/Operator |  | Marc Strauch | President | 2024-04-02 08:51 | 2024-04-30 11:15 | Jason Hempsmyer | Yuba County Environmental Health Department | CUPA
10123156 | 58-000-HM0366 | ARCO AM/PM #82648 | 90073045 | ARCO AM/PM #82648 | 1129 North Beale Road | Marysville | 95901 | Confirmed/Updated Information | 58-000-OES366-2 | 10123156-002 | Xerxes | A Stand-alone Tank | 10000 | 1997-05-01 |  |  | 1 |  | Motor Vehicle Fueling |  | Regular Unleaded |  |  | Double Wall | Fiberglass |  | Fiberglass |  | Yes | No | Yes | No | Double-walled | Pressure | Fiberglass |  | Fiberglass |  | Single-walled | Fiberglass |  | None |  | None | Fiberglass |  | None |  | Steel |  | Fiberglass |  | Yes | Yes | Yes | Single-walled | Fiberglass |  | No | No | No |  | Marc Strauch | President | Annually |  | Site Plan Previously Submitted | Yes | Dry | Veeder Root | TLS-350 | Veeder Root | 407-Flip | No | [8 empty] | No | No |  | Yes | Other |  | No |  | Yes | Dry | Veeder Root | TLS-350 | Veeder Root | 208-Float | Yes | Yes | Yes | Veeder Root | Electronic PLLD | No | [5 empty] | Yes | Every 3 Years |  | No |  | No | No | No |  | Continuous |  | Veeder Root | TLS-350 | Veeder Root | 321-Float | Yes | Yes | Yes | Yes | Double-walled |  | Yes | No | Yes | Yes | Yes | Yes | Yes | No | No | No | No | Yes | Yes | [8 empty] | Yes |  | Marc Strauch | President | MCheryl Axley | Manager | Tank Owner/Operator |  | Marc Strauch | President | 2024-04-02 08:51 | 2024-04-30 11:15 | Jason Hempsmyer | Yuba County Environmental Health Department | CUPA
10123156 | 58-000-HM0366 | ARCO AM/PM #82648 | 90073045 | ARCO AM/PM #82648 | 1129 North Beale Road | Marysville | 95901 | Confirmed/Updated Information | 58-000-OES366-1 | 10123156-001 | Xerxes | A Stand-alone Tank | 10000 | 1997-05-01 |  |  | 1 |  | Motor Vehicle Fueling |  | Regular Unleaded |  |  | Double Wall | Fiberglass |  | Fiberglass |  | Yes | No | Yes | No | Double-walled | Pressure | Fiberglass |  | Fiberglass |  | Single-walled | Fiberglass |  | None |  | None | Fiberglass |  | None |  | Steel |  | Fiberglass |  | Yes | Yes | Yes | Single-walled | Fiberglass |  | No | No | No |  | Marc Strauch | President | Annually |  | Site Plan Previously Submitted | Yes | Dry | Veeder Root | TLS-350 | Veeder Root | 407-Flip | No | [8 empty] | No | No |  | Yes | Other |  | No |  | Yes | Dry | Veeder Root | TLS-350 | Veeder Root | 208-Float | Yes | Yes | Yes |  |  | No | [5 empty] | Yes | Every 3 Years |  | No |  | No | No | No |  | Continuous |  | Veeder Root | TLS-350 | Veeder Root | 321-Float | Yes | Yes | Yes | Yes | Double-walled |  | Yes | No | Yes | Yes | Yes | Yes | Yes | No | No | No | No | Yes | Yes | [8 empty] | Yes |  | Marc Strauch | President | MCheryl Axley | Manager | Tank Owner/Operator |  | Marc Strauch | President | 2024-04-02 08:51 | 2024-04-30 11:15 | Jason Hempsmyer | Yuba County Environmental Health Department | CUPA
10123156 | 58-000-HM0366 | ARCO AM/PM #82648 | 90073045 | ARCO AM/PM #82648 | 1129 North Beale Road | Marysville | 95901 | Confirmed/Updated Information | 58-000-OES366-3 | 10123156-003 | Xerxes | A Stand-alone Tank | 10000 | 1997-05-01 |  |  | 1 |  | Motor Vehicle Fueling |  | Premium Unleaded |  |  | Double Wall | Fiberglass |  | Fiberglass |  | Yes | No | Yes | No | Double-walled | Pressure | Fiberglass |  | Fiberglass |  | Single-walled | Fiberglass |  | None |  | None | Fiberglass |  | None |  | Steel |  | Fiberglass |  | Yes | Yes | Yes | Single-walled | Fiberglass |  | No | No | No |  | Marc Strauch | President | Annually |  | Site Plan Previously Submitted | Yes | Dry | Veeder Root | TLS-350 | Veeder Root | 407-Flip | No | [8 empty] | No | No |  | Yes | Other |  | No |  | Yes | Dry | Veeder Root | TLS-350 | Veeder Root | 208-Float | Yes | Yes | Yes | Vaporless | LD2000 | No | [5 empty] | Yes | Every 3 Years |  | No |  | No | No | No |  | Continuous |  | Veeder Root | TLS-350 | Veeder Root | 321-Float | Yes | Yes | Yes | Yes | Double-walled |  | Yes | No | Yes | Yes | Yes | Yes | Yes | No | No | No | No | Yes | Yes | [8 empty] | Yes |  | Marc Strauch | President | MCheryl Axley | Manager | Tank Owner/Operator |  | Marc Strauch | President | 2024-04-02 08:51 | 2024-04-30 11:15 | Jason Hempsmyer | Yuba County Environmental Health Department | CUPA
10123741 | 58-000-HM0092 | Hira Petroleum | 90074731 | Hira Petroleum | 5057 Olivehurst Ave. | Olivehurst | 95961 | Confirmed/Updated Information | 1 | 10123741-004 | Xerxes | A Stand-alone Tank | 10000 | 2017-04-25 |  |  | 1 |  | Motor Vehicle Fueling |  | Regular Unleaded |  |  | Double Wall | Fiberglass |  | Fiberglass |  | Yes | No | Yes | No | Double-walled | Pressure | Fiberglass |  | Fiberglass |  | Double-walled | Fiberglass |  | Fiberglass |  | Double-walled | Fiberglass |  | Fiberglass |  | Steel |  | Fiberglass |  | Yes | Yes | Yes | Double-walled | Fiberglass |  | No | No | No |  |  |  | Annually |  | New Plan Submitted | Yes | Liquid-Filled | Veeder-Root | TLS-350 | Veeder-Root | 303 Hydrostatic Duel Float | No | [8 empty] | No | No |  | No |  |  | No |  | Yes | Under Vacuum | Veeder-Root | TLS-350 | Veeder-Root | Smart Vacuum Sensors | Yes | Yes | No |  |  | No | [5 empty] | No |  |  | No |  | No | No | No |  | Continuous |  | Veeder-Root | TLS-350 | Veeder-Root | 208 Float Sensors | Yes | Yes | Yes | Yes | Double-walled | Liquid | Yes | No | No | Yes | Yes | Yes | No | No | No | No | No | No | No | [8 empty] | Yes |  | Lakhbir Hira | Owner | Karnail Hira | Owner |  |  |  |  | 2024-04-01 15:30 | 2024-04-19 11:48 | Jason Hempsmyer | Yuba County Environmental Health Department | CUPA
10123741 | 58-000-HM0092 | Hira Petroleum | 90074731 | Hira Petroleum | 5057 Olivehurst Ave. | Olivehurst | 95961 | Confirmed/Updated Information | 2 | 10123741-005 | Xerxes | One in a Compartmented Unit | 5000 | 2017-04-25 |  |  | 2 |  | Motor Vehicle Fueling |  | Premium Unleaded |  |  | Double Wall | Fiberglass |  | Fiberglass |  | Yes | No | Yes | No | Double-walled | Pressure | Fiberglass |  | Fiberglass |  | Double-walled | Fiberglass |  | Fiberglass |  | Double-walled | Fiberglass |  | Fiberglass |  | Steel |  | Fiberglass |  | Yes | Yes | Yes | Double-walled | Fiberglass |  | No | No | No |  |  |  | Annually |  | New Plan Submitted | Yes | Liquid-Filled | Veeder-Root | TLS-350 | Veeder-Root | 303 Hydrostatic Duel Float | No | [8 empty] | No | No |  | No |  |  | No |  | Yes | Under Vacuum | Veeder-Root | TLS-350 | Veeder-Root | Smart Vacuum Sensors | Yes | Yes | No |  |  | No | [5 empty] | No |  |  | No |  | No | No | No |  | Continuous |  | Veeder-Root | TLS-350 | Veeder-Root | 208 Float Sensors | Yes | Yes | Yes | Yes | Double-walled | Liquid | Yes | No | No | Yes | Yes | Yes | No | No | No | No | No | No | No | [8 empty] | Yes |  | Lakhbir Hira | Owner | Karnail Hira | Owner |  |  |  |  | 2024-04-01 15:30 | 2024-04-19 11:48 | Jason Hempsmyer | Yuba County Environmental Health Department | CUPA
10123741 | 58-000-HM0092 | Hira Petroleum | 90074731 | Hira Petroleum | 5057 Olivehurst Ave. | Olivehurst | 95961 | Confirmed/Updated Information | 3 | 10123741-006 | Xerxes | One in a Compartmented Unit | 5000 | 2017-04-25 |  |  | 2 |  | Motor Vehicle Fueling |  | Diesel |  |  | Double Wall | Fiberglass |  | Fiberglass |  | Yes | No | Yes | No | Double-walled | Pressure | Fiberglass |  | Fiberglass |  | Double-walled | Fiberglass |  | Fiberglass |  | Double-walled | Fiberglass |  | Fiberglass |  | Steel |  | Fiberglass |  | Yes | Yes | Yes | Double-walled | Fiberglass |  | No | No | No |  |  |  | Annually |  | New Plan Submitted | Yes | Liquid-Filled | Veeder-Root | TLS-350 | Veeder-Root | 303 Hydrostatic Duel Float | No | [8 empty] | No | No |  | No |  |  | No |  | Yes | Under Vacuum | Veeder-Root | TLS-350 | Veeder-Root | Smart Vacuum Sensors | Yes | Yes | No |  |  | No | [5 empty] | No |  |  | No |  | No | No | No |  | Continuous |  | Veeder-Root | TLS-350 | Veeder-Root | 208 Float Sensors | Yes | Yes | Yes | Yes | Double-walled | Liquid | Yes | No | No | Yes | Yes | Yes | No | No | No | No | No | No | No | [8 empty] | Yes |  | Lakhbir Hira | Owner | Karnail Hira | Owner |  |  |  |  | 2024-04-01 15:30 | 2024-04-19 11:48 | Jason Hempsmyer | Yuba County Environmental Health Department | CUPA
10123741 | 58-000-HM0092 | Hira Petroleum | 90074731 | Hira Petroleum | 5057 Olivehurst Ave. | Olivehurst | 95961 | UST Removal | 3 | 10123741-003 | Perkins | A Stand-alone Tank | 8000 | 1967-01-01 | 2017-03-24 |  | 1 |  | Motor Vehicle Fueling |  | Premium Unleaded |  |  | Single Wall | Steel |  | None |  | No | No | Yes | No | Double-walled | Pressure | Flexible |  | Flexible |  | Single-walled | Fiberglass |  | None |  | None | Fiberglass |  | None |  | Steel |  | None |  | Yes | Yes | No | Single-walled | Rigid Plastic |  | No | Yes | No |  | Lakhbir Hira | Owner | Annually |  | Site Plan Previously Submitted | No | [5 empty] | Yes | Veeder-Root | TLS-350 | Veeder-Root | MAG-1 | Continuous |  | 0.2 GPH |  | No | No |  | No |  |  | Yes |  | Yes | Dry | Veeder-Root | TLS-350 | Veeder-Root | 208-Float | Yes | Yes | Yes | Veeder-Root | Red Jacket FXIV | No | [5 empty] | No |  |  | No |  | No | No | No |  | Continuous |  | Veeder-Root | TLS-350 | Veeder-Root | 208-Float | Yes | Yes | Yes | Yes | Single-walled |  |  | No | Yes | Yes | Yes | Yes | No | No | No | Yes | Yes | Yes | Yes | [8 empty] | Yes | Designated Operator is Mid Valley Consulting | Lakhbir Hira | Owner | Karnail Hira | Owner | Tank Owner/Operator |  | Lakhbir Hira | Owner | 2018-06-05 15:31 | 2018-06-05 15:45 | Jason Hempsmyer | Yuba County Environmental Health Department | CUPA
10123741 | 58-000-HM0092 | Hira Petroleum | 90074731 | Hira Petroleum | 5057 Olivehurst Ave. | Olivehurst | 95961 | UST Removal | 1 | 10123741-001 | Perkins | A Stand-alone Tank | 10000 | 1967-01-01 | 2017-03-24 |  | 1 |  | Motor Vehicle Fueling |  | Diesel |  |  | Single Wall | Steel |  | None |  | No | No | Yes | No | Double-walled | Pressure | Flexible |  | Flexible |  | Single-walled | Fiberglass |  | None |  | None | None |  | None |  | Steel |  | None |  | Yes | Yes | No | Single-walled | Rigid Plastic |  | No | Yes | No |  | Lakhbir Hira | Owner | Annually |  | Site Plan Previously Submitted | No | [5 empty] | Yes | Veeder-Root | TLS-350 | Veeder-Root | MAG-1 | Continuous |  | 0.2 GPH |  | No | No |  | No |  |  | Yes |  | Yes | Dry | Veeder-Root | TLS-350 | Veeder-Root | 208-Float | Yes | Yes | Yes | Veeder-Root | Red Jacket FXIV | No | [5 empty] | No |  |  | No |  | No | No | No |  | Continuous |  | Veeder-Root | TLS-350 | Veeder-Root | 208-Float | Yes | Yes | Yes | Yes | Single-walled |  |  | No | Yes | Yes | Yes | Yes | No | No | No | Yes | Yes | Yes | Yes | [8 empty] | Yes | Designated Operator is Mid Valley Consulting | Lakhbir Hira | Owner | Karnail Hira | Owner | Tank Owner/Operator |  | Lakhbir Hira | Owner | 2018-06-05 15:31 | 2018-06-05 15:45 | Jason Hempsmyer | Yuba County Environmental Health Department | CUPA
10123741 | 58-000-HM0092 | Hira Petroleum | 90074731 | Hira Petroleum | 5057 Olivehurst Ave. | Olivehurst | 95961 | UST Removal | 2 | 10123741-002 | Perkins | A Stand-alone Tank | 10000 | 1967-01-01 | 2017-03-24 |  | 1 |  | Motor Vehicle Fueling |  | Regular Unleaded |  |  | Single Wall | Steel |  | None |  | No | No | Yes | No | Double-walled | Pressure | Flexible |  | Flexible |  | Single-walled | Fiberglass |  | None |  | None | Fiberglass |  | None |  | Steel |  | None |  | Yes | Yes | No | Single-walled | Rigid Plastic |  | No | Yes | No |  | Lakhbir Hira | Owner | Annually |  | Site Plan Previously Submitted | No | [5 empty] | Yes | Veeder-Root | TLS-350 | Veeder-Root | MAG-1 | Continuous |  | 0.2 GPH |  | No | No |  | No |  |  | Yes |  | Yes | Dry | Veeder-Root | TLS-350 | Veeder-Root | TLS-350 | Yes | Yes | Yes | Veeder-Root | Red Jacket FXIV | No | [5 empty] | No |  |  | No |  | No | No | No |  | Continuous |  | Veeder-Root | TLS-350 | Veeder-Root | 208-Float | Yes | Yes | Yes | Yes | Single-walled |  |  | No | Yes | Yes | Yes | Yes | No | No | No | Yes | Yes | Yes | Yes | [8 empty] | Yes | Designated Operator is Mid Valley Consulting | Lakhbir Hira | Owner | Karnail Hira | Owner | Tank Owner/Operator |  | Lakhbir Hira | Owner | 2018-06-05 15:31 | 2018-06-05 15:45 | Jason Hempsmyer | Yuba County Environmental Health Department | CUPA
10125358 | 58-000-HM0093 | Raj's Mini Mart | 90080506 | Raj's Mini Mart | 100 D Street | Wheatland | 95692 | Confirmed/Updated Information | 639504-4 | 10125358-004 | Glasteel | One in a Compartmented Unit | 5000 | 1999-04-21 |  |  | 2 |  | Motor Vehicle Fueling |  | Other Petroleum | Racing Fuel |  | Double Wall | Steel |  | Steel |  | No | No | Yes | No | Double-walled | Pressure | Flexible |  | Flexible |  | Single-walled | Fiberglass |  | None |  | None | Fiberglass |  | None |  | Steel |  | None |  | Yes | Yes | No | Single-walled | Rigid Plastic |  | No | No | No |  | Raj Kumar Sharma | Owner | Annually |  | Site Plan Previously Submitted | Yes | Dry | Veeder Root | TLS-350 | Veeder Root | 420-Bell | No | [8 empty] | No | No |  | Yes | Other |  | No |  | Yes | Dry | Veeder Root | TLS-350 | Veeder Root | 208-Float | Yes | Yes | Yes | Red Jacket | FX-IV | No | [5 empty] | Yes | Every 3 Years |  | No |  | No | No | No |  | Continuous |  | Veeder Root | TLS-350 | Veeder Root | 208-Float | Yes | Yes | Yes | Yes | Single-walled |  |  | No | Yes | Yes | Yes | Yes | Yes | No | No | No | No | Yes | Yes | [8 empty] | Yes |  | Raj Sharma | Owner | Cynthia Cairnes | Office Manager | Tank Owner/Operator |  | Raj Kumar Sharma | Owner | 2024-01-09 08:29 | 2024-04-19 09:09 | Jason Hempsmyer | Yuba County Environmental Health Department | CUPA
10125358 | 58-000-HM0093 | Raj's Mini Mart | 90080506 | Raj's Mini Mart | 100 D Street | Wheatland | 95692 | Confirmed/Updated Information | 639504-3 | 10125358-003 | Glasteel | One in a Compartmented Unit | 10000 | 1999-04-21 |  |  | 2 |  | Motor Vehicle Fueling |  | Regular Unleaded |  |  | Double Wall | Steel |  | Steel |  | No | No | Yes | No | Double-walled | Pressure | Flexible |  | Flexible |  | Single-walled | Fiberglass |  | None |  | None | Fiberglass |  | None |  | Steel |  | None |  | Yes | Yes | No | Single-walled | Rigid Plastic |  | No | No | No |  | Raj Kumar Sharma | Owner | Annually |  | Site Plan Previously Submitted | Yes | Dry | Veeder Root | TLS-350 | Veeder Root | 420-Bell | No | [8 empty] | No | No |  | Yes | Other |  | No |  | Yes | Dry | Veeder Root | TLS-350 | Veeder Root | 208-Float | Yes | Yes | Yes | Red Jacket | FX-IV | No | [5 empty] | Yes | Every 3 Years |  | No |  | No | No | No |  | Continuous |  | Veeder Root | TLS-350 | Veeder Root | 208-Float | Yes | Yes | Yes | Yes | Single-walled |  |  | No | Yes | Yes | Yes | Yes | Yes | No | No | No | No | Yes | Yes | [8 empty] | Yes |  | Raj Sharma | Owner | Cynthia Cairnes | Office Manager | Tank Owner/Operator |  | Raj Kumar Sharma | Owner | 2024-01-09 08:29 | 2024-04-19 09:09 | Jason Hempsmyer | Yuba County Environmental Health Department | CUPA
10125358 | 58-000-HM0093 | Raj's Mini Mart | 90080506 | Raj's Mini Mart | 100 D Street | Wheatland | 95692 | Confirmed/Updated Information | 639505-1 | 10125358-001 | Glasteel | One in a Compartmented Unit | 10000 | 1999-04-21 |  |  | 2 |  | Motor Vehicle Fueling |  | Premium Unleaded |  |  | Double Wall | Steel |  | Steel |  | No | No | Yes | No | Double-walled | Pressure | Flexible |  | Flexible |  | Single-walled | Fiberglass |  | None |  | None | Fiberglass |  | None |  | Steel |  | None |  | Yes | Yes | No | Single-walled | Rigid Plastic |  | No | No | No |  | Raj Kumar Sharma | Owner | Annually |  | Site Plan Previously Submitted | Yes | Dry | Veeder Root | TLS-350 | Veeder Root | 420-Bell | No | [8 empty] | No | No |  | Yes | Other |  | No |  | Yes | Dry | Veeder Root | TLS-350 | Veeder Root | 208-Float | Yes | Yes | Yes | Red Jacket | FX-IV | No | [5 empty] | Yes | Every 3 Years |  | No |  | No | No | No |  | Continuous |  | Veeder Root | TLS-350 | Veeder Root | 208-Float | Yes | Yes | Yes | Yes | Single-walled |  |  | No | Yes | Yes | Yes | Yes | Yes | No | No | No | No | Yes | Yes | [8 empty] | Yes |  | Raj Sharma | Owner | Cynthia Cairnes | Office Manager | Tank Owner/Operator |  | Raj Kumar Sharma | Owner | 2024-01-09 08:29 | 2024-04-19 09:09 | Jason Hempsmyer | Yuba County Environmental Health Department | CUPA
10125358 | 58-000-HM0093 | Raj's Mini Mart | 90080506 | Raj's Mini Mart | 100 D Street | Wheatland | 95692 | Confirmed/Updated Information | 639505-2 | 10125358-002 | Glasteel | One in a Compartmented Unit | 5000 | 1999-04-21 |  |  | 2 |  | Motor Vehicle Fueling |  | Diesel |  |  | Double Wall | Steel |  | Steel |  | No | No | Yes | No | Double-walled | Pressure | Flexible |  | Flexible |  | Single-walled | Fiberglass |  | None |  | None | Fiberglass |  | None |  | Steel |  | None |  | Yes | Yes | No | Single-walled | Rigid Plastic |  | No | No | No |  | Raj Kumar Sharma | Owner | Annually |  | Site Plan Previously Submitted | Yes | Dry | Veeder Root | TLS-350 | Veeder Root | 420-Bell | No | [8 empty] | No | No |  | Yes | Other |  | No |  | Yes | Dry | Veeder Root | TLS-350 | Veeder Root | 208-Float | Yes | Yes | Yes | Red Jacket | FX-IV | No | [5 empty] | Yes | Every 3 Years |  | No |  | No | No | No |  | Continuous |  | Veeder Root | TLS-350 | Veeder Root | 208-Float | Yes | Yes | Yes | Yes | Single-walled |  |  | No | Yes | Yes | Yes | Yes | Yes | No | No | No | No | Yes | Yes | [8 empty] | Yes |  | Raj Sharma | Owner | Cynthia Cairnes | Office Manager | Tank Owner/Operator |  | Raj Kumar Sharma | Owner | 2024-01-09 08:29 | 2024-04-19 09:09 | Jason Hempsmyer | Yuba County Environmental Health Department | CUPA
10126399 | 58-000-HM0576 | 7-Eleven 39258B | 90084274 | 7-Eleven 39258B | 5380 Lindhurst Avenue | Marysville | 95901 | Confirmed/Updated Information | P247451-2 | 10126399-002 | Modern Welding | One in a Compartmented Unit | 6000 | 2005-09-01 |  |  | 2 |  | Motor Vehicle Fueling |  | Premium Unleaded |  |  | Double Wall | Steel |  | Steel |  | Yes | No | Yes | No | Double-walled | Pressure | Fiberglass |  | Fiberglass |  | Double-walled | Fiberglass |  | Fiberglass |  | Double-walled | Fiberglass |  | Fiberglass |  | Steel |  | Fiberglass |  | Yes | Yes | Yes | Double-walled | Fiberglass |  | No | No | No |  | Jasvir Rana | Owner | Annually |  | Site Plan Previously Submitted | Yes | Under Vacuum | Veeder Root | TLS-350 | Veeder Root | 420-Bell/ Smart Sensor | No | [8 empty] | No | No |  | No |  |  | No |  | Yes | Under Vacuum | Veeder Root | TLS-350 | Veeder Root | 208-Float/Smart Sensor | Yes | Yes | No |  |  | Yes | Veeder Root | 001 |  |  |  | No |  |  | No |  | No | No | No |  | Continuous |  | Veeder Root | TLS-350 | Veeder Root | 208-Float/Smart Sensor | Yes | Yes | Yes | Yes | Double-walled | Vacuum | Yes | No | No | Yes | Yes | Yes | No | No | No | No | No | Yes | Yes | [8 empty] | Yes |  | Jasvir Rana | Owner | Davinder Singh | Manager | Facility Owner/Operator |  | Jasvir Rana | Owner | 2024-05-06 09:02 | 2024-05-06 13:43 | Jason Hempsmyer | Yuba County Environmental Health Department | CUPA
10126399 | 58-000-HM0576 | 7-Eleven 39258B | 90084274 | 7-Eleven 39258B | 5380 Lindhurst Avenue | Marysville | 95901 | Confirmed/Updated Information | P247450-4 | 10126399-004 | Modern Welding | A Stand-alone Tank | 20000 | 2005-09-01 |  |  | 1 |  | Motor Vehicle Fueling |  | Diesel |  |  | Double Wall | Steel |  | Steel |  | Yes | No | Yes | No | Double-walled | Pressure | Fiberglass |  | Fiberglass |  | Double-walled | Fiberglass |  | Fiberglass |  | Double-walled | None |  | None |  | Steel |  | Steel |  | Yes | Yes | Yes | Double-walled | Fiberglass |  | No | No | No |  | Jasvir Rana | Owner | Annually |  | Site Plan Previously Submitted | Yes | Under Vacuum | Veeder Root | TLS-350 | Veeder Root | 420-Bell/ Smart Sensor | No | [8 empty] | No | No |  | No |  |  | No |  | Yes | Dry | Veeder Root | TLS-350 | Veeder Root | 208-Float/Smart Sensor |  |  | No |  |  | Yes | Veeder Root | 001 |  |  |  | No |  |  | No |  | No | No | No |  | Continuous |  |  |  | Veeder Root | 208-Float/Smart Sensor | Yes | Yes | Yes | Yes | Double-walled | Vacuum | Yes | No | No | No | Yes | Yes | No | No | No | No | No | Yes | Yes | [8 empty] | Yes |  | Jasvir Rana | Owner | Davinder Singh | Manager | Facility Owner/Operator |  | Jasvir Rana | Owner | 2024-05-06 09:02 | 2024-05-06 13:43 | Jason Hempsmyer | Yuba County Environmental Health Department | CUPA
10126399 | 58-000-HM0576 | 7-Eleven 39258B | 90084274 | 7-Eleven 39258B | 5380 Lindhurst Avenue | Marysville | 95901 | Confirmed/Updated Information | P247451-3 | 10126399-003 | Modern Welding | One in a Compartmented Unit | 6000 | 2005-09-01 |  |  | 2 |  | Motor Vehicle Fueling |  | Diesel |  |  | Double Wall | Steel |  | Steel |  | Yes | No | Yes | No | Double-walled | Pressure | Fiberglass |  | Fiberglass |  | Double-walled | Fiberglass |  | Fiberglass |  | Double-walled | None |  | None |  | Steel |  | Fiberglass |  | Yes | Yes | Yes | Double-walled | Fiberglass |  | No | No | No |  | Jasvir Rana | Owner | Annually |  | Site Plan Previously Submitted | Yes | Under Vacuum | Veeder Root | TLS-350 | Veeder Root | 420-Bell/ Smart Sensor | No | [8 empty] | No | No |  | No |  |  | No |  | Yes | Under Vacuum | Veeder Root | TLS-350 | Veeder Root | 208-Float/Smart Sensor | Yes | Yes | No |  |  | Yes | Veeder Root | 001 |  |  |  | No |  |  | No |  | No | No | No |  | Continuous |  |  |  | Veeder Root | 208-Float/Smart Sensor | Yes | Yes | Yes | Yes | Double-walled | Vacuum | Yes | No | No | Yes | Yes | Yes | No | No | No | No | No | Yes | Yes | [8 empty] | Yes |  | Jasvir Rana | Owner | Davinder Singh | Manager | Facility Owner/Operator |  | Jasvir Rana | Owner | 2024-05-06 09:02 | 2024-05-06 13:43 | Jason Hempsmyer | Yuba County Environmental Health Department | CUPA
10126399 | 58-000-HM0576 | 7-Eleven 39258B | 90084274 | 7-Eleven 39258B | 5380 Lindhurst Avenue | Marysville | 95901 | Confirmed/Updated Information | P247452-1 | 10126399-001 | Modern Welding | A Stand-alone Tank | 12000 | 2005-09-01 |  |  | 1 |  | Motor Vehicle Fueling |  | Regular Unleaded |  |  | Double Wall | Steel |  | Steel |  | Yes | No | Yes | No | Double-walled | Pressure | Fiberglass |  | Fiberglass |  | Double-walled | Fiberglass |  | Fiberglass |  | Double-walled | Fiberglass |  | Fiberglass |  | Steel |  | None |  | Yes | Yes | Yes | Double-walled | Fiberglass | [5 empty] | Jasvir Rana | Owner | Annually |  | Site Plan Previously Submitted | Yes | Under Vacuum | Veeder Root | TLS-350 | Veeder Root | 420-Bell/ Smart Sensor | No | [8 empty] | No | No |  | No |  |  | No |  | Yes | Under Vacuum | Veeder Root | TLS-350 | Veeder Root | 208-Float/Smart Sensor | Yes | Yes | No |  |  | Yes | Veeder Root | 001 |  |  |  | No |  |  | No |  | No | No | No |  | Continuous |  |  |  | Veeder Root | 208-Float/Smart Sensor | Yes | Yes | Yes | Yes | Double-walled | Vacuum | Yes | No | No | No | Yes | Yes | No | No | No | No | No | Yes | Yes | [8 empty] | Yes |  | Jasvir Rana | Owner | Davinder Singh | Manager | Facility Owner/Operator |  | Jasvir Rana | Owner | 2024-05-06 09:02 | 2024-05-06 13:43 | Jason Hempsmyer | Yuba County Environmental Health Department | CUPA
10127773 | 58-000-HM0143 | BP PRODUCTS NORTH AMERICA, INC. | 90135877 | ARCO 02079 | 707 E STREET | MARYSVILLE | 95901 | Confirmed/Updated Information | 2 | 10127773-002 | XERXES | A Stand-alone Tank | 12000 | 2000-08-17 |  |  | 1 |  | Motor Vehicle Fueling |  | Premium Unleaded |  |  | Double Wall | Fiberglass |  | Fiberglass |  | No | No | Yes | No | Double-walled | Pressure | Fiberglass |  | Fiberglass |  | Single-walled | Fiberglass |  | None |  | None | Fiberglass |  | None |  | Steel |  | Fiberglass |  | Yes | Yes | Yes | Single-walled | Fiberglass |  | No | No | Yes |  | SARAH SAMUELS | RETAIL COMPLIANCE COORDINATOR | Annually |  | Site Plan Previously Submitted | Yes | Dry | VEEDER ROOT | TLS-350R | VEEDER ROOT | 794390-409 | No | [8 empty] | No | No |  | No |  |  | No |  | Yes | Dry | VEEDER ROOT | TLS-350R | VEEDER ROOT | 794380-208 | Yes | Yes | No |  |  | Yes | VEEDER ROOT | PLLD (8484) |  | Yes | Yes | No |  |  | No |  | No | No | No |  | Continuous |  | VEEDER ROOT | TLS-350R | VEEDER ROOT | 794380-208 | Yes | Yes | Yes | No | Single-walled |  |  | No | Yes | Yes | Yes | Yes | No | No | No | No | No | Yes | Yes | [8 empty] | Yes | ATG PROBE USED FOR INVENTORY PURPOSES. FILL SUMP MONITORED BY VEEDER ROOT 794380-208 SENSOR. | RANDALL BROWN | HSSE&C ADVISOR | BRENDA DONOVAN | HSSE&C ADVISOR | Authorized Representative of Owner |  | SARAH SAMUELS | RETAIL COMPLIANCE COORDINATOR | 2024-07-02 09:07 | 2024-07-10 11:16 | Jason Hempsmyer | Yuba County Environmental Health Department | CUPA
10127773 | 58-000-HM0143 | BP PRODUCTS NORTH AMERICA, INC. | 90135877 | ARCO 02079 | 707 E STREET | MARYSVILLE | 95901 | Confirmed/Updated Information | 1 | 10127773-001 | XERXES | A Stand-alone Tank | 20000 | 2000-08-17 |  |  | 1 |  | Motor Vehicle Fueling |  | Regular Unleaded |  |  | Double Wall | Fiberglass |  | Fiberglass |  | No | No | Yes | No | Double-walled | Pressure | Fiberglass |  | Fiberglass |  | Single-walled | Fiberglass |  | None |  | None | Fiberglass |  | None |  | Steel |  | Fiberglass |  | Yes | Yes | Yes | Single-walled | Fiberglass |  | No | No | Yes |  | SARAH SAMUELS | RETAIL COMPLIANCE COORDINATOR | Annually |  | Site Plan Previously Submitted | Yes | Dry | VEEDER ROOT | TLS-350R | VEEDER ROOT | 794390-409 | No | [8 empty] | No | No |  | No |  |  | No |  | Yes | Dry | VEEDER ROOT | TLS-350R | VEEDER ROOT | 794380-208 | Yes | Yes | No |  |  | Yes | VEEDER ROOT | PLLD (8484) |  | Yes | Yes | No |  |  | No |  | No | No | No |  | Continuous |  | VEEDER ROOT | TLS-350R | VEEDER ROOT | 794380-208 | Yes | Yes | Yes | No | Single-walled |  |  | No | Yes | Yes | Yes | Yes | No | No | No | No | No | Yes | Yes | [8 empty] | Yes | ATG PROBE USED FOR INVENTORY PURPOSES. FILL SUMP MONITORED BY VEEDER ROOT 794380-208 SENSOR. | RANDALL BROWN | HSSE&C ADVISOR | BRENDA DONOVAN | HSSE&C ADVISOR | Authorized Representative of Owner |  | SARAH SAMUELS | RETAIL COMPLIANCE COORDINATOR | 2024-07-02 09:07 | 2024-07-10 11:16 | Jason Hempsmyer | Yuba County Environmental Health Department | CUPA
10127800 | 58-000-HM0049 | Full Stop | 90088699 | Full Stop | 1675 North Beale Road | Marysville | 95901 | Confirmed/Updated Information | J393637-1 | 10127800-001 | Modern | A Stand-alone Tank | 10000 | 1987-01-01 |  |  | 1 |  | Motor Vehicle Fueling |  | Regular Unleaded |  |  | Double Wall | Steel |  | Steel |  | Yes | No | Yes | No | Double-walled | Pressure | Flexible |  | Flexible |  | Single-walled | Fiberglass |  | None |  | Single-walled | Fiberglass |  | None |  | Steel |  | None |  | Yes | Yes | Yes | Single-walled | Rigid Plastic |  | No | No | No |  | Abdul G. Hussain | Owner | Annually |  | Site Plan Previously Submitted | Yes | Dry | Veeder Root | TLS-350 | Veeder Root | 420-Bell | No | [8 empty] | No | No |  | Yes | Other |  | No |  | Yes | Dry | Veeder Root | TLS-350 | Veeder Root | 208-Float | Yes | Yes | Yes | Red Jacket | FX-IV | No | [5 empty] | Yes | Every 3 Years |  | No |  | No | No | No |  | Continuous |  |  |  | Veeder Root | 208-Float | Yes | Yes | Yes | Yes | Single-walled |  | No | No | Yes | Yes | Yes | Yes | Yes | No | No | No | No | Yes | Yes | [8 empty] | Yes |  | Abdul G. Hussain | Operator | Jagit Gill | Manager | Facility Owner/Operator |  | Abdul G. Hussain | Owner | 2023-05-23 08:40 | 2023-06-16 11:45 | Jason Hempsmyer | Yuba County Environmental Health Department | CUPA
10127800 | 58-000-HM0049 | Full Stop | 90088699 | Full Stop | 1675 North Beale Road | Marysville | 95901 | Confirmed/Updated Information | J393636-3 | 10127800-003 | Modern | A Stand-alone Tank | 10000 | 1987-01-01 |  |  | 1 |  | Motor Vehicle Fueling |  | Premium Unleaded |  |  | Double Wall | Steel |  | Steel |  | Yes | No | Yes | No | Double-walled | Pressure | Flexible |  | Flexible |  | Single-walled | Fiberglass |  | None |  | Single-walled | Fiberglass |  | None |  | Steel |  | None |  | Yes | Yes | Yes | Single-walled | Rigid Plastic | [5 empty] | Abdul G. Hussain | Owner | Annually |  | Site Plan Previously Submitted | Yes | Dry | Veeder Root | TLS-350 | Veeder Root | 420-Bell | No | [8 empty] | No | No |  | Yes | Other |  | No |  | Yes | Dry | Veeder Root | TLS-350 | Veeder Root | 208-Float | Yes | Yes | Yes | Red Jacket | FX-IV | No | [5 empty] | Yes | Every 3 Years |  | No |  | No | No | No |  | Continuous |  |  |  | Veeder Root | 208-Float | Yes | Yes | Yes | Yes | Single-walled |  | No | No | Yes | Yes | Yes | Yes | Yes | No | No | No | No | Yes | Yes | [8 empty] | Yes |  | Abdul G. Hussain | Operator | Jagit Gill | Manager | Facility Owner/Operator |  | Abdul G. Hussain | Owner | 2023-05-23 08:40 | 2023-06-16 11:45 | Jason Hempsmyer | Yuba County Environmental Health Department | CUPA
10127800 | 58-000-HM0049 | Full Stop | 90088699 | Full Stop | 1675 North Beale Road | Marysville | 95901 | Confirmed/Updated Information | J393635-2 | 10127800-002 | Modern | A Stand-alone Tank | 10000 | 1987-01-01 |  |  | 1 |  | Motor Vehicle Fueling |  | Diesel |  |  | Double Wall | Steel |  | Steel |  | Yes | No | Yes | No | Double-walled | Pressure | Flexible |  | Flexible |  | Single-walled | Fiberglass |  | None |  | Single-walled | Fiberglass |  | None |  | Steel |  | None |  | Yes | Yes | Yes | Single-walled | Rigid Plastic | [5 empty] | Abdul G. Hussain | Owner | Annually |  | Site Plan Previously Submitted | Yes | Dry | Veeder Root | TLS-350 | Veeder Root | 420-Bell | No | [8 empty] | No | No |  | Yes | Other |  | No |  | Yes | Dry | Veeder Root | TLS-350 | Veeder Root | 208-Float | Yes | Yes | Yes | Red Jacket | FX-IV | No | [5 empty] | Yes | Every 3 Years |  | No |  | No | No | No |  | Continuous |  |  |  | Veeder Root | 208-Float | Yes | Yes | Yes | Yes | Single-walled |  | No | No | Yes | Yes | Yes | Yes | Yes | No | No | No | No | Yes | Yes | [8 empty] | Yes |  | Abdul G. Hussain | Operator | Jagit Gill | Manager | Facility Owner/Operator |  | Abdul G. Hussain | Owner | 2023-05-23 08:40 | 2023-06-16 11:45 | Jason Hempsmyer | Yuba County Environmental Health Department | CUPA
10127830 | 58000HM0270 | 5th Street Gas Station | 90088801 | 5th Street Gas Station | 929 5th Street | Marysville | 95901 | Confirmed/Updated Information | A18-1135 | 10127830-005 | Xerxes | One in a Compartmented Unit | 5000 | 2018-08-08 |  |  | 2 |  | Motor Vehicle Fueling |  | Diesel |  |  | Double Wall | Fiberglass |  | Fiberglass |  | Yes | No | Yes | No | Double-walled | Pressure | Fiberglass |  | Fiberglass |  | Double-walled | Fiberglass |  | Fiberglass |  | Double-walled | Fiberglass |  | Fiberglass |  | Steel |  | Fiberglass |  | Yes | Yes | Yes | Double-walled | Fiberglass |  | No | No | No |  |  |  | Annually |  | New Plan Submitted | Yes | Liquid-Filled | Gilbarco | EMC | Veeder Root | Mag Probe 1 | No | [8 empty] | No | No |  | No |  |  | No |  | Yes | Under Vacuum | Gilbarco | EMC | Veeder Root | Smart Sensor | Yes | Yes | Yes | VMI | LD-2000 | No | [5 empty] | No |  |  | No |  | No | No | No |  | Continuous |  | Gilbarco | EMC | Veeder-Root | 208 | Yes | Yes | Yes | Yes | Double-walled | Liquid | Yes | No | No | Yes | Yes | Yes | No | No | No | No | No | Yes | Yes | [8 empty] | Yes |  | Mohabatpal Kaile | Owner | Raj Kang | Manager |  |  |  |  | 2024-04-01 13:45 | 2024-04-19 11:38 | Jason Hempsmyer | Yuba County Environmental Health Department | CUPA
10127830 | 58000HM0270 | 5th Street Gas Station | 90088801 | 5th Street Gas Station | 929 5th Street | Marysville | 95901 | Confirmed/Updated Information | A18-1133 | 10127830-006 | Xerxes | A Stand-alone Tank | 10000 | 2018-08-08 |  |  | 1 |  | Motor Vehicle Fueling |  | Regular Unleaded |  |  | Double Wall | Fiberglass |  | Fiberglass |  | Yes | No | Yes | No | Double-walled | Pressure | Fiberglass |  | Fiberglass |  | Double-walled | Fiberglass |  | Fiberglass |  | Double-walled | Fiberglass |  | Fiberglass |  | Steel |  | Fiberglass |  | Yes | Yes | Yes | Double-walled | Fiberglass |  | No | No | No |  |  |  | Annually |  | New Plan Submitted | Yes | Liquid-Filled | Gilbarco | EMC | Veeder Root | Mag Probe 1 | No | [8 empty] | No | No |  | No |  |  | No |  | Yes | Under Vacuum | Gilbarco | EMC | Veeder Root | Smart Sensor | Yes | Yes | Yes | VMI | LD-2000 | No | [5 empty] | No |  |  | No |  | No | No | No |  | Continuous |  | Gilbarco | EMC | Veeder-Root | 208 | Yes | Yes | Yes | Yes | Double-walled | Liquid | Yes | No | No | Yes | Yes | Yes | No | No | No | No | No | Yes | Yes | [8 empty] | Yes |  | Mohabatpal Kaile | Owner | Raj Kang | Manager |  |  |  |  | 2024-04-01 13:45 | 2024-04-19 11:38 | Jason Hempsmyer | Yuba County Environmental Health Department | CUPA
10127830 | 58000HM0270 | 5th Street Gas Station | 90088801 | 5th Street Gas Station | 929 5th Street | Marysville | 95901 | Confirmed/Updated Information | A18-1136 | 10127830-004 | Xerxes | One in a Compartmented Unit | 5000 | 2018-08-08 |  |  | 2 |  | Motor Vehicle Fueling |  | Premium Unleaded |  |  | Double Wall | Fiberglass |  | Fiberglass |  | Yes | No | Yes | No | Double-walled | Pressure | Fiberglass |  | Fiberglass |  | Double-walled | Fiberglass |  | Fiberglass |  | Double-walled | Fiberglass |  | Fiberglass |  | Steel |  | Fiberglass |  | Yes | Yes | Yes | Double-walled | Fiberglass |  | No | No | No |  |  |  | Annually |  | New Plan Submitted | Yes | Liquid-Filled | Gilbarco | EMC | Veeder Root | Mag Probe 1 | No | [8 empty] | No | No |  | No |  |  | No |  | Yes | Under Vacuum | Gilbarco | EMC | Veeder Root | Smart Sensor | Yes | Yes | Yes | Veeder-Root | Red Jacket FX-IV | No | [5 empty] | No |  |  | No |  | No | No | No |  | Continuous |  | Gilbarco | EMC | Veeder-Root | 208 | Yes | Yes | Yes | Yes | Double-walled | Liquid | Yes | No | No | Yes | Yes | Yes | No | No | No | No | No | Yes | Yes | [8 empty] | Yes |  | Mohabatpal Kaile | Owner | Raj Kang | Manager |  |  |  |  | 2024-04-01 13:45 | 2024-04-19 11:38 | Jason Hempsmyer | Yuba County Environmental Health Department | CUPA
10127830 | 58000HM0270 | 5th Street Gas Station | 90088801 | 5th Street Gas Station | 929 5th Street | Marysville | 95901 | UST Removal | 0301-1 | 10127830-001 | Unknown | A Stand-alone Tank | 12000 | 1976-01-01 | 2018-08-08 |  | 1 |  | Motor Vehicle Fueling |  | Regular Unleaded |  |  | Single Wall | Steel |  | None |  | No | No | Yes | No | Double-walled | Pressure | Fiberglass |  | Fiberglass |  | Single-walled | Fiberglass |  | None |  | None | Fiberglass |  | None |  | Steel |  | None |  | Yes | Yes | No | Single-walled | Steel |  | No | Yes | No |  | Mohabatpal Kaile | Owner | Annually |  | Site Plan Previously Submitted | No | [5 empty] | Yes | Veeder-Root | Gilbarco EMC | Veeder-Root | Mag Probe 1 | Continuous |  | 0.2 GPH |  | No | No |  | Yes | Biennially |  | No |  | Yes | Dry | Veeder-Root | Gilbarco EMC | Veeder Root | 205-Float | Yes | Yes | Yes | VMI | Vaporless LD2000 | No | [5 empty] | Yes | Every 3 Years |  | No |  | No | No | No |  | Float and Chain Assembly | [5 empty] | No | No | No | Yes | Single-walled |  |  | No | Yes | Yes | Yes | Yes | Yes | No | No | Yes | Yes | Yes | Yes | [8 empty] | Yes |  | Mohabatpal Kaile | Owner | Raj Kang | Manager | Facility Owner/Operator |  | Mohabatpal Kaile | Owner | 2021-02-17 16:29 | 2021-04-12 14:52 | Gary Cantwell | Yuba County Environmental Health Department | CUPA
10127830 | 58000HM0270 | 5th Street Gas Station | 90088801 | 5th Street Gas Station | 929 5th Street | Marysville | 95901 | UST Removal | 0303-3 | 10127830-003 | Unknown | A Stand-alone Tank | 12000 | 1976-01-01 | 2018-08-08 |  | 1 |  | Motor Vehicle Fueling |  | Premium Unleaded |  |  | Single Wall | Steel |  | None |  | No | No | Yes | No | Double-walled | Pressure | Fiberglass |  | Fiberglass |  | Single-walled | Fiberglass |  | None |  | None | Fiberglass |  | None |  | Steel |  | None |  | Yes | Yes | No | Single-walled | Steel |  | No | Yes | No |  | Mohabatpal Kaile | Owner | Annually |  | Site Plan Previously Submitted | No | [5 empty] | Yes | Veeder-Root | Gilbarco EMC | Veeder-Root | Mag Probe 1 | Continuous |  | 0.2 GPH |  | No | No |  | Yes | Biennially |  | No |  | Yes | Dry | Veeder-Root | Gilbarco EMC | Veeder Root | 208-Float | Yes | Yes | Yes | Red Jacket | FX IV | No | [5 empty] | Yes | Every 3 Years |  | No |  | No | No | No |  | Float and Chain Assembly | [5 empty] | No | No | No | Yes | Single-walled |  |  | No | Yes | Yes | Yes | Yes | Yes | No | No | Yes | Yes | Yes | Yes | [8 empty] | Yes |  | Mohabatpal Kaile | Owner | Raj Kang | Manager | Facility Owner/Operator |  | Mohabatpal Kaile | Owner | 2021-02-17 16:29 | 2021-04-12 14:52 | Gary Cantwell | Yuba County Environmental Health Department | CUPA
10127830 | 58000HM0270 | 5th Street Gas Station | 90088801 | 5th Street Gas Station | 929 5th Street | Marysville | 95901 | UST Removal | 0302-2 | 10127830-002 | Unknown | A Stand-alone Tank | 12000 | 1976-01-01 | 2018-08-08 |  | 1 |  | Motor Vehicle Fueling |  | Diesel |  |  | Single Wall | Steel |  | None |  | No | No | Yes | No | Double-walled | Pressure | Fiberglass |  | Fiberglass |  | Single-walled | Fiberglass |  | None |  | None | Fiberglass |  | None |  | Steel |  | None |  | Yes | Yes | No | Single-walled | Steel |  | No | Yes | No |  | Mohabatpal Kaile | Owner | Annually |  | Site Plan Previously Submitted | No | [5 empty] | Yes | Veeder-Root | Gilbarco EMC | Veeder-Root | Mag Probe 1 | Continuous |  | 0.2 GPH |  | No | No |  | Yes | Biennially |  | No |  | Yes | Dry | Veeder-Root | Gilbarco EMC | Veeder Root | 205-Float | Yes | Yes | Yes | VMI | Vaporless LD2000 | No | [5 empty] | Yes | Every 3 Years |  | No |  | No | No | No |  | Float and Chain Assembly | [5 empty] | No | No | No | Yes | Single-walled |  |  | No | Yes | Yes | Yes | Yes | Yes | No | No | Yes | Yes | Yes | Yes | [8 empty] | Yes |  | Mohabatpal Kaile | Owner | Raj Kang | Manager | Facility Owner/Operator |  | Mohabatpal Kaile | Owner | 2021-02-17 16:29 | 2021-04-12 14:52 | Gary Cantwell | Yuba County Environmental Health Department | CUPA
10128124 | 58-000-HM0154 | PACIFIC BELL TELEPHONE COMPANY dba AT&T CALIFORNIA | 90002299 | AT&T California - TB044 | 421 F Street | Marysville | 95901 | Confirmed/Updated Information | TB044U001 | 10128124-001 | Modern Welding | A Stand-alone Tank | 5000 | 1991-08-25 |  |  | 1 | UST is located east of building exterior in secured gated property. | Emergency Generator Fuel |  | Diesel |  |  | Double Wall | Steel |  | Other |  | Yes | No | No | No | Double-walled | Conventional Suction | Flexible |  | Flexible |  | Single-walled | Fiberglass |  | Fiberglass |  | None | None |  | None |  | Steel |  | Fiberglass |  | Fill Components Installed 451-a: Yes; Fill Components Installed 451-b: Yes; Fill Components Installed 451-c: Yes; Under Dispenser Containment (UDC) 469a: No Dispensers; Corrosion Prevention 448a: No; Corrosion Prevention 448b: No; Corrosion Prevention 448c: Yes; UST Tank Certification / Applicant Information 471: Sarah Bullock; UST Tank Certification / Applicant Information 472: Authorized Agent to AT&T; Equipment Testing and Preventive Maintenance 490-3a: Annually; Site Plot Plan Submitted 490-4: New Plan Submitted; Continuous Electronic Tank Monitoring 490-5: Yes; Continuous Electronic Tank Monitoring 490-6: Dry; Continuous Electronic Tank Monitoring 490-7: Veeder-Root; Continuous Electronic Tank Monitoring 490-8: TLS-350 Plus; Continuous Electronic Tank Monitoring 490-9: Veeder-Root; Continuous Electronic Tank Monitoring 490-10: 794390-420; Automatic Tank Gauging 490-11: No; Monthly Statistical Inventory Reconciliation 490-20: No; Weekly Manual Tank Gauge 490-21: No; Tank Integrity Testing 490-23: No; Other Tank Monitoring 490-26: No; Continuous Monitoring of Piping Secondary Containment 490-28: Yes; Continuous Monitoring of Piping Secondary Containment 490-29: Dry; Continuous Monitoring of Piping Secondary Containment 490-30: Veeder-Root; Continuous Monitoring of Piping Secondary Containment 490-31: TLS-350 Plus; Continuous Monitoring of Piping Secondary Containment 490-32: Veeder-Root; Continuous Monitoring of Piping Secondary Containment 490-33: 794380-208; Continuous Monitoring of Piping Secondary Containment 490-34: No; Continuous Monitoring of Piping Secondary Containment 490-35: No; Mechanical Line Leak Detector Performs 3 GPH Leak Test 490-36: No; Electronic Line Leak Detector Performs 3 GPH Leak Test 490-39: No; Pipeline Integrity Testing 490-45: No; Visual Pipeline Monitoring 490-48: Yes; Suction Piping Meets Exemption Criteria 490-50: No; No Regulated Piping Per Health and Safety Code, Division 20, Chapter 6.7 Is Connected To The Tank System 490-51: No; Other Pipeline Monitoring 490-52: No; Under Dispenser Containment (UDC) Monitoring 490-54a: No Dispensers; Periodic System Testing 490-65: No; Periodic System Testing 490-66: Yes; Periodic System Testing 490-67: Yes; Recordkeeping 490-68a: Yes; Recordkeeping 490-68b: Yes; Recordkeeping 490-68c: No; Recordkeeping 490-68d: No; Recordkeeping 490-68e: No; Recordkeeping 490-68f: No; Recordkeeping 490-68g: No; Recordkeeping 490-68h: Yes; Training 490-69a: Yes; Training 490-69i: UST Monitoring Plan, Operating Manuals; Training 490-70: Yes; Comments and Additional Information 490-71: (L2)Annular Space-794390-420;(L1)Piping Sump,(L3) Fill Sump,(L4) Transition Sump - 794380-208.; Personnel Responsibilities 490-72: Tait Environmental Services; Personnel Responsibilities 490-73: AT&T Authorized Vendor; Personnel Responsibilities 490-74: AT&T Environmental Health and Safety; Personnel Responsibilities 490-75: Call Center; UST Monitoring Plan Certification / Applicant Information 490-76: Authorized Representative of Owner; UST Monitoring Plan Certification / Applicant Information 490-78: Sarah Bullock; UST Monitoring Plan Certification / Applicant Information 490-79: Authorized Agent to AT&T | 2024-05-30 06:23 | 2024-06-20 16:30 | Jason Hempsmyer | Yuba County Environmental Health Department | CUPA
10128736 | 58-000-HM0347 | Wheatland Station | 90092428 | Wheatland Station | 500 McDevitt Drive | Wheatland | 95692 | Confirmed/Updated Information | L490567 | 10128736-004 | Modern Welding | A Stand-alone Tank | 10000 | 1995-04-01 |  |  | 1 |  | Motor Vehicle Fueling |  | Diesel |  |  | Double Wall | Steel |  | Steel |  | No | No | Yes | No | Double-walled | Pressure | Flexible |  | Flexible |  | Single-walled | Fiberglass |  | None |  | Single-walled | Fiberglass |  | None |  | Steel |  |  |  | Yes | Yes | No | Single-walled | Rigid Plastic | [5 empty] | Vickie Wilson | Co-Owner | Annually |  | Site Plan Previously Submitted | Yes | Dry | Veeder-Root | TLS-350 | Veeder-Root | 420-Bell | No | [8 empty] | No | No |  | Yes | Other |  | No |  | Yes | Dry | Veeder-Root | TLS-350 | Veeder-Root | 208-Float | Yes | Yes | Yes | VMI | VMI | No | [5 empty] | Yes | Every 3 Years |  | Yes |  | No | No | No |  | Continuous |  |  |  | Veeder-Root | 208-Float | Yes | Yes | Yes | Yes | Single-walled |  | Yes | No | Yes | Yes | Yes | Yes | Yes | No | No | No | No | Yes | Yes | [8 empty] | Yes |  | Avtar Singh Khahera | Co-Owner | Deepi Maan | Manager | Facility Owner/Operator |  | Avtar Singh Khahera | Co-Owner | 2024-04-02 09:10 | 2024-04-19 13:32 | Jason Hempsmyer | Yuba County Environmental Health Department | CUPA
10128736 | 58-000-HM0347 | Wheatland Station | 90092428 | Wheatland Station | 500 McDevitt Drive | Wheatland | 95692 | Confirmed/Updated Information | L490568 | 10128736-002 | Modern Welding | A Stand-alone Tank | 10000 | 1995-04-01 |  |  | 1 |  | Motor Vehicle Fueling |  | Midgrade Unleaded |  |  | Double Wall | Steel |  | Steel |  | No | No | Yes | No | Double-walled | Pressure | Flexible |  | Flexible |  | Single-walled | Fiberglass |  | None |  | None | Fiberglass |  | None |  | Steel |  | None |  | Yes | Yes | No | Single-walled | Rigid Plastic | [5 empty] | Vickie Wilson | Co-Owner | Annually |  | Site Plan Previously Submitted | Yes | Dry | Veeder-Root | TLS-350 | Veeder-Root | 420-Bell | No | [8 empty] | No | No |  | Yes | Other |  | No |  | Yes | Dry | Veeder-Root | TLS-350 | Veeder-Root | 208-Float | Yes | Yes | Yes | VMI | VMI | No | [5 empty] | Yes | Every 3 Years |  | Yes |  | No | No | No |  | Continuous |  |  |  | Veeder-Root | 208-Float | Yes | Yes | Yes | Yes | Single-walled |  | Yes | No | Yes | Yes | Yes | Yes | Yes | No | No | No | No | Yes | Yes | [8 empty] | Yes |  | Avtar Singh Khahera | Co-Owner | Deepi Maan | Manager | Facility Owner/Operator |  | Avtar Singh Khahera | Co-Owner | 2024-04-02 09:10 | 2024-04-19 13:32 | Jason Hempsmyer | Yuba County Environmental Health Department | CUPA
10128736 | 58-000-HM0347 | Wheatland Station | 90092428 | Wheatland Station | 500 McDevitt Drive | Wheatland | 95692 | Confirmed/Updated Information | L490776 | 10128736-003 | Modern Welding | A Stand-alone Tank | 6000 | 1995-04-01 |  |  | 1 |  | Motor Vehicle Fueling |  | Premium Unleaded |  |  | Double Wall | Steel |  | Steel |  | No | No | Yes | No | Double-walled | Pressure | Flexible |  | Flexible |  | Single-walled | Fiberglass |  | None |  | None | Fiberglass |  | None |  | Steel |  | None |  | Yes | Yes | No | Single-walled | Rigid Plastic | [5 empty] | Vickie Wilson | Co-Owner | Annually |  | Site Plan Previously Submitted | Yes | Dry | Veeder-Root | TLS-350 | Veeder-Root | 420-Bell | No | [8 empty] | No | No |  | Yes | Other |  | No |  | Yes | Dry | Veeder-Root | TLS-350 | Veeder-Root | 208-Float | Yes | Yes | Yes | VMI | VMI | No | [5 empty] | Yes | Every 3 Years |  | Yes |  | No | No | No |  | Continuous |  |  |  | Veeder-Root | 208-Float | Yes | Yes | Yes | Yes | Single-walled |  | Yes | No | Yes | Yes | Yes | Yes | Yes | No | No | No | No | Yes | Yes | [8 empty] | Yes |  | Avtar Singh Khahera | Co-Owner | Deepi Maan | Manager | Facility Owner/Operator |  | Avtar Singh Khahera | Co-Owner | 2024-04-02 09:10 | 2024-04-19 13:32 | Jason Hempsmyer | Yuba County Environmental Health Department | CUPA
10128736 | 58-000-HM0347 | Wheatland Station | 90092428 | Wheatland Station | 500 McDevitt Drive | Wheatland | 95692 | Confirmed/Updated Information | L490569 | 10128736-001 | Modern Welding | A Stand-alone Tank | 10000 | 1995-04-01 |  |  | 1 |  | Motor Vehicle Fueling |  | Regular Unleaded |  |  | Double Wall | Steel |  | Steel |  | No | No | Yes | No | Double-walled | Pressure | Flexible |  | Flexible |  | Single-walled | Fiberglass |  | None |  | None | Fiberglass |  | None |  | Steel |  | None |  | No | Yes | No | Single-walled | Rigid Plastic | [5 empty] | Vickie Wilson | Co-Owner | Annually |  | Site Plan Previously Submitted | Yes | Dry | Veeder-Root | TLS-350 | Veeder-Root | 420-Bell | No | [8 empty] | No | No |  | Yes | Other |  | No |  | Yes | Dry | Veeder-Root | TLS-350 | Veeder-Root | 208-Float | Yes | Yes | Yes | VMI | VMI | No | [5 empty] | Yes | Every 3 Years |  | Yes |  | No | No | No |  | Continuous |  |  |  | Veeder-Root | 208-Float | Yes | Yes | Yes | Yes | Single-walled |  | Yes | No | Yes | Yes | Yes | Yes | Yes | No | No | No | No | Yes | Yes | [8 empty] | Yes |  | Avtar Singh Khahera | Co-Owner | Deepi Maan | Manager | Facility Owner/Operator |  | Avtar Singh Khahera | Co-Owner | 2024-04-02 09:10 | 2024-04-19 13:32 | Jason Hempsmyer | Yuba County Environmental Health Department | CUPA
10129156 | 58-000-HM0334 | Quick and Save | 90094051 | Quick and Save | 1780 North Beale Road | Marysville | 95901 | Confirmed/Updated Information | M655018-2 | 10129156-002 | Trusco | One in a Compartmented Unit | 5000 | 1998-12-26 |  |  | 2 |  | Motor Vehicle Fueling |  | Premium Unleaded |  |  | Double Wall | Steel |  | Fiberglass |  | Yes | No | Yes | No | Double-walled | Pressure | Flexible |  | Flexible |  | Single-walled | Fiberglass |  | Fiberglass |  | None | Fiberglass |  | Fiberglass |  | Steel |  | None |  | Yes | Yes | No | Single-walled | Rigid Plastic |  | No | No | No |  | Rajdeep Kaur | Owner | Annually |  | Site Plan Previously Submitted | Yes | Dry | Gilbarco | EMC | Veeder-Root | 420 Ball Float | No | [8 empty] | No | No |  | No |  |  | No |  | Yes | Dry | Gilbarco | EMC | Veeder-Root | 208 Float | Yes | Yes | Yes | Veeder-Root | Red Jacket FX IV | No | [5 empty] | Yes | Every 3 Years |  | No |  | No | No | No |  | Continuous |  |  |  | Veeder-Root | 208 Float | Yes | Yes | Yes | Yes | Single-walled |  |  | No | Yes | Yes | Yes | Yes | Yes | No | No | No | No | Yes | Yes | [8 empty] | Yes |  | Rajdeep Kaur | Owner | Gurachran Gill | Owner's Dad | Tank Owner/Operator |  | Rajdeep Kaur | Owner | 2024-04-01 15:19 | 2024-04-19 11:47 | Jason Hempsmyer | Yuba County Environmental Health Department | CUPA
10129156 | 58-000-HM0334 | Quick and Save | 90094051 | Quick and Save | 1780 North Beale Road | Marysville | 95901 | Confirmed/Updated Information | M655018-1 | 10129156-001 | Trusco | One in a Compartmented Unit | 10000 | 1998-12-16 |  |  | 2 |  | Motor Vehicle Fueling |  | Regular Unleaded |  |  | Double Wall | Steel |  | Fiberglass |  | Yes | No | Yes | No | Double-walled | Pressure | Flexible |  | Flexible |  | Single-walled | Fiberglass |  | Fiberglass |  | None | Fiberglass |  | Fiberglass |  | Steel |  | None |  | Yes | Yes | No | Single-walled | Fiberglass |  | No | No | No |  | Rajdeep Kaur | Owner | Annually |  | Site Plan Previously Submitted | Yes | Dry | Gilbarco | EMC | Veeder-Root | 420 Ball Float | No | [8 empty] | No | No |  | No |  |  | No |  | Yes | Dry | Gilbarco | EMC | Veeder-Root | 208 Float | Yes | Yes | Yes | Veeder-Root | Red Jacket FX IV | No | [5 empty] | Yes | Every 3 Years |  | No |  | No | No | No |  | Continuous |  |  |  | Veeder-Root | 208 Float | Yes | Yes | Yes | Yes | Single-walled |  |  | No | Yes | Yes | Yes | Yes | Yes | No | No | No | No | Yes | Yes | [8 empty] | Yes |  | Rajdeep Kaur | Owner | Gurachran Gill | Owner's Dad | Tank Owner/Operator |  | Rajdeep Kaur | Owner | 2024-04-01 15:19 | 2024-04-19 11:47 | Jason Hempsmyer | Yuba County Environmental Health Department | CUPA
10129405 | 58-000-HM0271 | Hira Petroleum | 90074731 | Valero Linda | 1573 North Beale Road | Marysville | 95901 | Confirmed/Updated Information | P92381 | 10129405-001 | Modern Welding | One in a Compartmented Unit | 8000 | 2004-08-31 |  |  | 2 |  | Motor Vehicle Fueling |  | Diesel |  |  | Double Wall | Steel |  | Fiberglass |  | Yes | No | Yes | No | Double-walled | Pressure | Flexible |  | Flexible |  | Double-walled | Fiberglass |  | Fiberglass |  | Double-walled | Fiberglass |  | Fiberglass |  | Steel |  | Fiberglass |  | Yes | Yes | Yes | Double-walled | Fiberglass |  | No | No | No |  | Karnail Hira | Owner | Annually |  | Site Plan Previously Submitted | Yes | Under Vacuum | Veeder-Root | TLS-350 | Veeder-Root | 420 Bell/ Smart Sensor | No | [8 empty] | No | No |  | No |  |  | No |  | Yes | Under Vacuum | Veeder-Root | TLS-350 | Veeder-Root | Smart Sensor | Yes | Yes | Yes | Veeder-Root | Red Jacket FX IV | No | [5 empty] | No |  |  | No |  | No | No | No |  | Continuous |  | Veeder-Root | TLS-350 | Veeder-Root | 208 Float | Yes | Yes | Yes | Yes | Double-walled | Liquid | Yes | No | No | Yes | Yes | Yes | No | No | No | No | No | Yes | Yes | [8 empty] | Yes |  | Karnail Hira | Owner | Jesse Hira | Manager | Facility Owner/Operator |  | Karnail Hira | Owner | 2024-04-01 15:51 | 2024-04-19 10:55 | Jason Hempsmyer | Yuba County Environmental Health Department | CUPA
10129405 | 58-000-HM0271 | Hira Petroleum | 90074731 | Valero Linda | 1573 North Beale Road | Marysville | 95901 | Confirmed/Updated Information | P92381-1 | 10129405-002 | Modern Welding | One in a Compartmented Unit | 4000 | 2004-08-31 |  |  | 2 |  | Motor Vehicle Fueling |  | Premium Unleaded |  |  | Double Wall | Steel |  | Fiberglass |  | Yes | No | Yes | No | Double-walled | Pressure | Flexible |  | Flexible |  | Double-walled | Fiberglass |  | Fiberglass |  | Double-walled | Fiberglass |  | Fiberglass |  | Steel |  | Fiberglass |  | Yes | Yes | Yes | Double-walled | Fiberglass |  | No | No | No |  | Karnail Hira | Owner | Annually |  | Site Plan Previously Submitted | Yes | Under Vacuum | Veeder-Root | TLS-350 | Veeder-Root | 420 Bell/Smart Sensor | No | [8 empty] | No | No |  | No |  |  | No |  | Yes | Under Vacuum | Veeder-Root | TLS-350 | Veeder-Root | Smart Sensor/ 208 Float | Yes | Yes | Yes | Veeder-Root | Red Jacket FX IV | No | [5 empty] | No |  |  | No |  | No | No | No |  | Continuous |  | Veeder-Root | TLS-350 | Veeder-Root | 208 Float | Yes | Yes | Yes | Yes | Double-walled | Liquid | Yes | No | No | Yes | Yes | Yes | No | No | No | No | No | Yes | Yes | [8 empty] | Yes |  | Karnail Hira | Owner | Jesse Hira | Manager | Facility Owner/Operator |  | Karnail Hira | Owner | 2024-04-01 15:51 | 2024-04-19 10:55 | Jason Hempsmyer | Yuba County Environmental Health Department | CUPA
10129405 | 58-000-HM0271 | Hira Petroleum | 90074731 | Valero Linda | 1573 North Beale Road | Marysville | 95901 | Confirmed/Updated Information | P92382 | 10129405-003 | Modern Welding | A Stand-alone Tank | 12000 | 2004-08-31 |  |  | 1 |  | Motor Vehicle Fueling |  | Regular Unleaded |  |  | Double Wall | Steel |  | Fiberglass |  | Yes | No | Yes | No | Double-walled | Pressure | Flexible |  | Flexible |  | Double-walled | Fiberglass |  | Fiberglass |  | Double-walled | Fiberglass |  | Fiberglass |  | Steel |  | Fiberglass |  | Yes | Yes | Yes | Double-walled | Fiberglass |  | No | No | No |  | Karnail Hira | Owner | Annually |  | Site Plan Previously Submitted | Yes | Under Vacuum | Veeder-Root | TLS-350 | Veeder-Root | 420 Bell/ Smart Sensor | No | [8 empty] | No | No |  | No |  |  | No |  | Yes | Under Vacuum | Veeder-Root | TLS-350 | Veeder-Root | Smart Sensor | Yes | Yes | Yes | Veeder-Root | Red Jacket FX IV | No | [5 empty] | No |  |  | No |  | No | No | No |  | Continuous |  | Veeder-Root | TLS-350 | Veeder-Root | 208 FLoat | Yes | Yes | Yes | Yes | Double-walled | Liquid | Yes | No | No | Yes | Yes | Yes | No | No | No | No | No | Yes | Yes | [8 empty] | Yes |  | Karnail Hira | Owner | Jesse Hira | Manager | Facility Owner/Operator |  | Karnail Hira | Owner | 2024-04-01 15:51 | 2024-04-19 10:55 | Jason Hempsmyer | Yuba County Environmental Health Department | CUPA
10129462 | 58-000-HM0285 | College Villa Market | 90095158 | College Villa Market | 1947 North Beale Road | Marysville | 95901 | Confirmed/Updated Information | 741448 | 10129462-002 | Xerxes | A Stand-alone Tank | 5000 | 1998-01-01 |  |  | 1 |  | Motor Vehicle Fueling |  | Premium Unleaded |  |  | Double Wall | Fiberglass |  | Fiberglass |  | Yes | No | Yes | No | Double-walled | Pressure | Flexible |  | Flexible |  | Single-walled | Fiberglass |  | None |  | None | Fiberglass |  | None |  | Steel |  | None |  | Yes | Yes | No | Single-walled | Rigid Plastic | [5 empty] | Avtar Singh | Operator | Annually |  | Site Plan Previously Submitted | Yes | Dry | Gilbarco | EMC | Veeder Root | 223551-Micro-Flip | No | [8 empty] | No | No |  | Yes | Other |  | No |  | Yes | Dry | Gilbarco | EMC | Veeder Root | 208-Float |  |  | Yes | Red Jacket | FX-IV | No | [5 empty] | Yes | Every 3 Years |  | No |  | No | No | No |  | Electronic Stand-alone |  |  |  | Veeder Root | Stand Alone | No | No | No | Yes | Single-walled |  | No | No | Yes | Yes | Yes | Yes | Yes | No | No | No | No | Yes | Yes | [8 empty] | Yes |  | Avtar Singh | Operator | Chris Gill | Property Owner | Facility Owner/Operator |  | Avtar Singh | Operator | 2024-04-01 15:12 | 2024-04-19 11:44 | Jason Hempsmyer | Yuba County Environmental Health Department | CUPA
10129462 | 58-000-HM0285 | College Villa Market | 90095158 | College Villa Market | 1947 North Beale Road | Marysville | 95901 | Confirmed/Updated Information | 706270 | 10129462-001 | Xerxes | A Stand-alone Tank | 15000 | 1998-01-01 |  |  | 1 |  | Motor Vehicle Fueling |  | Regular Unleaded |  |  | Double Wall | Fiberglass |  | Fiberglass |  | Yes | No | Yes | No | Double-walled | Pressure | Flexible |  | Flexible |  | Single-walled | Fiberglass |  | None |  | None | Fiberglass |  | None |  | Steel |  | None |  | Yes | Yes | No | Single-walled | Rigid Plastic | [5 empty] | Avtar Singh | Operator | Annually |  | Site Plan Previously Submitted | Yes | Dry | Gilbarco | EMC | Veeder Root | 223551-Micro-Flip | No | [8 empty] | No | No |  | Yes | Other |  | No |  | Yes | Dry | Gilbarco | EMC | Veeder Root | 208-Float |  |  | Yes | Red Jacket | FX-IV | No | [5 empty] | Yes | Every 3 Years |  | No |  | No | No | No |  | Electronic Stand-alone |  |  |  | Veeder Root | Stand Alone | No | No | No | Yes | Single-walled |  | No | No | Yes | Yes | Yes | Yes | Yes | No | No | No | No | Yes | Yes | [8 empty] | Yes |  | Avtar Singh | Operator | Chris Gill | Property Owner | Facility Owner/Operator |  | Avtar Singh | Operator | 2024-04-01 15:12 | 2024-04-19 11:44 | Jason Hempsmyer | Yuba County Environmental Health Department | CUPA
10129615 | 58-000-HM0190 | Quik Stop Markets, Inc. | 90370432 | Quik Stop Market #134 | 1201 B Street | Marysville | 95901 | Confirmed/Updated Information | 018524-3 | 10129615-003 | Xerxes | A Stand-alone Tank | 8000 | 1985-10-01 |  |  | 1 |  | Motor Vehicle Fueling |  | Diesel |  |  | Double Wall | Fiberglass |  | Fiberglass |  | No | No | Yes | No | Double-walled | Pressure | Fiberglass |  | Fiberglass |  | Single-walled | Fiberglass |  | None |  | None | Fiberglass |  | None |  | Steel |  | None |  | Yes | Yes | Yes | Single-walled | Steel |  | No | No | Yes |  | Roger Batra | Director of Environmental Affairs | Annually |  | New Plan Submitted | Yes | Dry | Veeder-Root | TLS-350 | Veeder-Root | 0794390-407 Micro Flip | No | [8 empty] | No | No |  | No |  |  | No |  | Yes | Dry | Veeder-Root | TLS-350 | Veeder-Root | 0794380-208 Float | Yes | Yes | Yes | VMI LD2000 | STP-MLD | No | [5 empty] | No |  |  | No |  | No | No | No |  | Float and Chain Assembly | [5 empty] | No | No | No | Yes | Single-walled |  |  | No | Yes | Yes | Yes | Yes | No | No | No | No | No | Yes | Yes | [7 empty] | WRITTEN PROCEDURES & BEST MANAGEMENT PRACTICES FOR MONITORING DOUBLE CONTAINMENT UST SYSTEMS | Yes |  | Manjit Cheema & Sunny Cheema | Franchisees | Cynthia O'Donohue | District Manager | Authorized Representative of Owner |  | Roger Batra | Director of Environmental Affairs | 2024-04-02 09:29 | 2024-04-29 08:45 | Jason Hempsmyer | Yuba County Environmental Health Department | CUPA
10129615 | 58-000-HM0190 | Quik Stop Markets, Inc. | 90370432 | Quik Stop Market #134 | 1201 B Street | Marysville | 95901 | Confirmed/Updated Information | 018524-1 | 10129615-001 | Xerxes | A Stand-alone Tank | 10000 | 1985-10-01 |  |  | 1 |  | Motor Vehicle Fueling |  | Regular Unleaded |  |  | Double Wall | Fiberglass |  | Fiberglass |  | No | No | Yes | No | Double-walled | Pressure | Fiberglass |  | Fiberglass |  | Single-walled | Fiberglass |  | None |  | None | Fiberglass |  | None |  | Steel |  | None |  | Yes | Yes | Yes | Single-walled | Steel |  | No | No | Yes |  | Roger Batra | Director of Environmental Affairs | Annually |  | New Plan Submitted | Yes | Dry | Veeder-Root | TLS-350 | Veeder-Root | 0794390-407 Micro Flip | No | [8 empty] | No | No |  | No |  |  | No |  | Yes | Dry | Veeder-Root | TLS-350 | Veeder-Root | 0794380-208 Float | Yes | Yes | Yes | VAPORLESS MFG. INC. | 99LD-2000 | No | [5 empty] | No |  |  | No |  | No | No | No |  | Float and Chain Assembly | [5 empty] | No | No | No | Yes | Single-walled |  |  | No | Yes | Yes | Yes | Yes | No | No | No | No | No | Yes | Yes | [7 empty] | WRITTEN PROCEDURES & BEST MANAGEMENT PRACTICES FOR MONITORING DOUBLE CONTAINMENT UST SYSTEMS | Yes |  | Manjit Cheema & Sunny Cheema | Franchisees | Cynthia O'Donohue | District Manager | Authorized Representative of Owner |  | Roger Batra | Director of Environmental Affairs | 2024-04-02 09:29 | 2024-04-29 08:45 | Jason Hempsmyer | Yuba County Environmental Health Department | CUPA
10129615 | 58-000-HM0190 | Quik Stop Markets, Inc. | 90370432 | Quik Stop Market #134 | 1201 B Street | Marysville | 95901 | Renewal Permit | 018524-2 | 10129615-002 | Xerxes | A Stand-alone Tank | 10000 | 1985-10-01 |  |  | 1 |  | Motor Vehicle Fueling |  | Premium Unleaded |  |  | Double Wall | Fiberglass |  | Fiberglass |  | No | No | Yes | No | Double-walled | Pressure | Fiberglass |  | Fiberglass |  | Single-walled | Fiberglass |  | None |  | None | Fiberglass |  | None |  | Steel |  | None |  | Yes | Yes | Yes | Single-walled | Steel |  | No | No | Yes |  | Roger Batra | Director of Environmental Affairs | Annually |  | New Plan Submitted | Yes | Dry | Veeder-Root | TLS-350 | Veeder-Root | 0794390-407 Micro Flip | No | [8 empty] | No | No |  | No |  |  | No |  | Yes | Dry | Veeder-Root | TLS-350 | Veeder-Root | 0794380-208 Float | Yes | Yes | Yes | VAPORLESS MFG. INC. | 99LD-2000 | No | [5 empty] | No |  |  | No |  | No | No | No |  | Float and Chain Assembly | [5 empty] | No | No | No | Yes | Single-walled |  |  | No | Yes | Yes | Yes | Yes | No | No | No | No | No | Yes | Yes | [7 empty] | WRITTEN PROCEDURES & BEST MANAGEMENT PRACTICES FOR MONITORING DOUBLE CONTAINMENT UST SYSTEMS | Yes |  | Manjit Cheema & Sunny Cheema | Franchisees | Cynthia O'Donohue | District Manager | Authorized Representative of Owner |  | Roger Batra | Director of Environmental Affairs | 2024-04-02 09:29 | 2024-04-29 08:45 | Jason Hempsmyer | Yuba County Environmental Health Department | CUPA
10130314 | 58-000-HM0240 | PG&E | 90000226 | PG&E: North Valley Materials Distribution Center | 3736 Rancho Road | Wheatland | 95692 | UST Removal | Diesel | 10130314-001 | Modern Welding | A Stand-alone Tank | 12000 | 1992-05-01 | 2017-12-06 |  | 1 |  | Motor Vehicle Fueling |  | Diesel |  |  | Double Wall | Steel |  | Fiberglass |  | No | Yes | Yes | No | Double-walled | Conventional Suction | Fiberglass |  | Fiberglass |  | Single-walled | Fiberglass |  | None |  | None | None |  | None |  | Steel |  | None |  | Yes | Yes | Yes | Single-walled | Fiberglass |  | No | No | Yes |  | Ted Robinson | Environmental Specialist | Annually |  | Site Plan Previously Submitted | Yes | Dry | Veeder Root | TLS-350 | Veeder Root | 794390-420 | No | [8 empty] | No | No |  | No |  |  | No |  | Yes | Dry | Veeder Root | TLS-350 | Veeder Root | 794380-205 | No | No | No |  |  | No | [5 empty] | Yes | Other |  | No |  | No | No | No |  | Electronic Stand-alone |  | Beaudreau | 404 | Beaudreau | 404 | No | Yes | Yes | Yes | Single-walled |  |  | No | Yes | Yes | Yes | No | No | No | No | No | No | Yes | Yes | [8 empty] | Yes |  | Ted Robinson | Environmental Field Specialist |  |  | Tank Owner/Operator |  | Ted Robinson | Environmental Scientist | 2021-02-18 15:46 | 2021-04-12 14:43 | Gary Cantwell | Yuba County Environmental Health Department | CUPA
10130314 | 58-000-HM0240 | PG&E | 90000226 | PG&E: North Valley Materials Distribution Center | 3736 Rancho Road | Wheatland | 95692 | UST Removal | Unleaded | 10130314-002 | Modern Welding | A Stand-alone Tank | 8000 | 1992-05-01 | 2017-12-06 |  | 1 |  | Motor Vehicle Fueling |  | Regular Unleaded |  |  | Double Wall | Steel |  | Fiberglass |  | No | Yes | Yes | No | Double-walled | Conventional Suction | Fiberglass |  | Fiberglass |  | Single-walled | Fiberglass |  | None |  | None | Fiberglass |  | None |  | Steel |  | None |  | Yes | Yes | No | Single-walled | Rigid Plastic |  | No | No | Yes |  | Ted Robinson | Environmental Specialist | Annually |  | Site Plan Previously Submitted | Yes | Dry | Veeder Root | TLS-350 | Veeder Root | 794390-420 | No | [8 empty] | No | No |  | No |  |  | No |  | Yes | Dry | Veeder Root | TLS-350 | Veeder Root | 794380-205 | No | No | No |  |  | No | [5 empty] | Yes | Other |  | No |  | No | No | No |  | Electronic Stand-alone |  | Beaudreau | 404 | Beaudreau | 404 | No | Yes | Yes | Yes | Single-walled |  |  | No | Yes | Yes | Yes | No | No | No | No | No | No | Yes | Yes | [8 empty] | Yes |  | Ted Robinson | Environmental Scientist | Aaron Pollard | Materials Handler | Tank Owner/Operator |  | Ted Robinson | Environmental Scientist | 2021-02-18 15:46 | 2021-04-12 14:43 | Gary Cantwell | Yuba County Environmental Health Department | CUPA
10130407 | 58-000-HM0289 | Gold Eagle Market #1 | 90098734 | Gold Eagle Market #1 | 16823 Willow Glen Road | Brownsville | 95919 | Renewal Permit | N588127-1 | 10130407-001 | Trusco Super Tank | One in a Compartmented Unit | 10000 | 1998-05-01 |  |  | 2 |  | Motor Vehicle Fueling |  | Regular Unleaded |  |  | Double Wall | Steel |  | Steel |  | No | No | Yes | No | Double-walled | Pressure | Flexible |  | Flexible |  | Single-walled | Fiberglass |  | None |  | None | Fiberglass |  | None |  | Steel |  | None |  | Yes | Yes | No | Single-walled | Rigid Plastic | [5 empty] | Chuhar Sanghera | President | Annually |  | Site Plan Previously Submitted | Yes | Dry | Gilbarco | EMC | Veeder Root | 420-Bell | No | [8 empty] | No | No |  | Yes | Other |  | No |  | Yes | Dry | Gilbarco | EMC | Veeder Root | 208-Float |  |  | Yes | Red Jacket | FX-IV | No | [5 empty] | Yes | Every 3 Years |  | No |  | No | No | No |  | Continuous |  |  |  | Veeder Root | 208-Float | Yes | Yes | Yes | Yes | Single-walled |  |  | No | Yes | Yes | Yes | Yes | Yes | No | No | No | No | Yes | Yes | [8 empty] | Yes |  | Chuhar Sanghera | Owner | Gloria Comer | Manager | Tank Owner/Operator |  | Chuhar Sanghera | President | 2024-04-02 09:19 | 2024-04-19 10:49 | Jason Hempsmyer | Yuba County Environmental Health Department | CUPA
10130407 | 58-000-HM0289 | Gold Eagle Market #1 | 90098734 | Gold Eagle Market #1 | 16823 Willow Glen Road | Brownsville | 95919 | Renewal Permit | N588127-2 | 10130407-002 | Trusco Super Tank | One in a Compartmented Unit | 5000 | 1998-05-01 |  |  | 2 |  | Motor Vehicle Fueling |  | Premium Unleaded |  |  | Double Wall | Steel |  | Steel |  | No | No | Yes | No | Double-walled | Pressure | Flexible |  | Flexible |  | Single-walled | Fiberglass |  | None |  | None | Fiberglass |  | None |  | Steel |  | None |  | Yes | Yes | No | Single-walled | Rigid Plastic | [5 empty] | Chuhar Sanghera | President | Annually |  | Site Plan Previously Submitted | Yes | Dry | Gilbarco | EMC | Veeder Root | 420-Bell | No | [8 empty] | No | No |  | Yes | Other |  | No |  | Yes | Dry | Gilbarco | EMC | Veeder Root | 208-Float |  |  | Yes | Red Jacket | FX-IV | No | [5 empty] | Yes | Every 3 Years |  | No |  | No | No | No |  | Continuous |  |  |  | Veeder Root | 208-Float | Yes | Yes | Yes | Yes | Single-walled |  |  | No | Yes | Yes | Yes | Yes | Yes | No | No | No | No | Yes | Yes | [8 empty] | Yes |  | Chuhar Sanghera | Owner | Gloria Comer | Manager | Tank Owner/Operator |  | Chuhar Sanghera | President | 2024-04-02 09:19 | 2024-04-19 10:49 | Jason Hempsmyer | Yuba County Environmental Health Department | CUPA
10130680 | 58-000-HM0342 | Inter-State Oil Co. | 90099715 | Inter-State Oil Co. - Olivehurst Cardlock | 1455 Furneaux Road | Olivehurst | 95961 | Renewal Permit | A20160-1 | 10130680-001 | Modern Welding | A Stand-alone Tank | 12000 | 1994-08-18 |  |  | 1 |  | Motor Vehicle Fueling |  | Diesel |  |  | Double Wall | Steel |  | Steel |  | No | No | Yes | No | Double-walled | Pressure | Flexible |  | Flexible |  | Single-walled | Fiberglass |  | None |  | None | None |  | None |  | Steel |  | None |  | Yes | Yes | No | Single-walled | Fiberglass |  | No | No | No |  | Dominic Dacay | Director of Transportation & Safety | Annually |  | New Plan Submitted | Yes | Dry | Veeder Root | TLS-350 | Veeder Root | 420-Bell | No | [8 empty] | No | No |  | Yes | Other |  | No |  | Yes | Dry | Veeder Root | TLS-350 | Veeder Root | 208-Float & 205-Float | Yes | Yes | Yes | VMI | Vaporless LD 2000 | No | [5 empty] | Yes | Every 3 Years |  | No |  | No | No | No |  | Continuous |  |  |  | Veeder Root | 208-Float & 205-Float | Yes | Yes | Yes | Yes | Single-walled |  |  | No | Yes | Yes | Yes | Yes | Yes | No | No | No | No | Yes | Yes | [8 empty] | Yes |  | Greg Andrews | Vice President | Dominic Dacay | Operations Manager | Authorized Representative of Owner |  | Dominic Dacay | Director Transportation & Safety | 2023-10-19 09:06 | 2023-10-19 15:43 | Jason Hempsmyer | Yuba County Environmental Health Department | CUPA
10130680 | 58-000-HM0342 | Inter-State Oil Co. | 90099715 | Inter-State Oil Co. - Olivehurst Cardlock | 1455 Furneaux Road | Olivehurst | 95961 | Renewal Permit | 513266-2 | 10130680-002 | Modern Welding | One in a Compartmented Unit | 8000 | 1995-05-22 |  |  | 2 |  | Motor Vehicle Fueling |  | Regular Unleaded |  |  | Double Wall | Steel |  | Steel |  | No | No | Yes | No | Double-walled | Pressure | Flexible |  | Flexible |  | Single-walled | Fiberglass |  | None |  | None | Fiberglass |  | None |  | Steel |  | None |  | Yes | Yes | Yes | Single-walled | Fiberglass |  | No | No | No |  | Dominic Dacay | Director of Transportation & Safety | Annually |  | New Plan Submitted | Yes | Dry | Veeder Root | TLS-350 | Veeder Root | 420-Bell | No | [8 empty] | No | No |  | Yes | Other |  | No |  | Yes | Dry | Veeder Root | TLS-350 | Veeder Root | 208-Float & 205-Float | Yes | Yes | Yes | VMI | Vaporless LD 2000 | No | [5 empty] | Yes | Every 3 Years |  | No |  | No | No | No |  | Continuous |  |  |  | Veeder Root | 208-Float & 205-Float | Yes | Yes | Yes | Yes | Single-walled |  |  | No | Yes | Yes | Yes | Yes | Yes | No | No | No | No | Yes | Yes | [8 empty] | Yes |  | Greg Andrews | Vice President | Dominic Dacay | Operations Manager | Authorized Representative of Owner |  | Dominic Dacay | Director of Transportation & Safety | 2023-10-19 09:06 | 2023-10-19 15:43 | Jason Hempsmyer | Yuba County Environmental Health Department | CUPA
10130680 | 58-000-HM0342 | Inter-State Oil Co. | 90099715 | Inter-State Oil Co. - Olivehurst Cardlock | 1455 Furneaux Road | Olivehurst | 95961 | Renewal Permit | 513266-3 | 10130680-003 | Modern Welding | One in a Compartmented Unit | 4000 | 1995-05-22 |  |  | 2 |  | Motor Vehicle Fueling |  | Premium Unleaded |  |  | Double Wall | Steel |  | Steel |  | No | No | Yes | No | Double-walled | Pressure | Flexible |  | Flexible |  | Single-walled | Fiberglass |  | None |  | None | Fiberglass |  | None |  | Steel |  | None |  | Yes | Yes | Yes | Single-walled | Fiberglass |  | No | No | No |  | Dominic Dacay | Director of Transportation & Safety | Annually |  | New Plan Submitted | Yes | Dry | Veeder Root | TLS-350 | Veeder Root | 420-Bell | No | [8 empty] | No | No |  | Yes | Other |  | No |  | Yes | Dry | Veeder Root | TLS-350 | Veeder Root | 208-Float & 205-Float | Yes | Yes | Yes | VMI | Vaporless LD 2000 | No | [5 empty] | Yes | Every 3 Years |  | No |  | No | No | No |  | Continuous |  |  |  | Veeder Root | 208-Float & 205-Float | Yes | Yes | Yes | Yes | Single-walled |  |  | No | Yes | Yes | Yes | Yes | Yes | No | No | No | No | Yes | Yes | [8 empty] | Yes |  | Greg Andrews | Vice President | Dominic Dacay | Operations Manager | Authorized Representative of Owner |  | Dominic Dacay | Director of Transportation & Safety | 2023-10-19 09:06 | 2023-10-19 15:43 | Jason Hempsmyer | Yuba County Environmental Health Department | CUPA
10133836 | 58-000-HM0903 | Beale Air Force Base | 90127726 | BAFB AAFES Service Station | 5950 J St., B362, HW Site 30 | Beale AFB | 95903 | Confirmed/Updated Information | 58-000-HM0903-2 | 10133836-002 | Xerxes | A Stand-alone Tank | 12000 | 1996-09-19 |  |  | 1 |  | Motor Vehicle Fueling |  | Midgrade Unleaded |  |  | Double Wall | Fiberglass |  | Fiberglass |  | Yes | No | Yes | No | Double-walled | Pressure | Fiberglass |  | Fiberglass |  | Single-walled | Fiberglass |  | None |  | None | Fiberglass |  | None |  | Steel |  | Fiberglass |  | Yes | Yes | Yes | Single-walled | Fiberglass |  | No | No | No |  | Don Detwiler | Pollution Prevention Section Chief | Annually |  | Site Plan Previously Submitted | Yes | Dry | Veeder-Root | TLS-350 | Veeder-Root | 341 | No | [8 empty] | No | No |  | No |  |  | No |  | Yes | Dry | Veeder-Root | TLS-350 | Veeder-Root | 208 | Yes | Yes | No |  |  | Yes | Red Jacket | PLLD | 0.1 GPH | Yes | Yes | No |  |  | No |  | No | No | No |  | Continuous |  |  |  | Veeder-Root | 208 | Yes | Yes | Yes | Yes | Single-walled |  |  | No | Yes | Yes | Yes | Yes | Yes | No | No | No | No | Yes | Yes | [8 empty] | Yes |  | Brittany Billingsley | Manager | Robert Horton | Supervisor | Facility Owner/Operator |  | Lynne Peterson | Manager | 2024-02-29 11:27 | 2024-04-22 13:29 | Jason Hempsmyer | Yuba County Environmental Health Department | CUPA
10133836 | 58-000-HM0903 | Beale Air Force Base | 90127726 | BAFB AAFES Service Station | 5950 J St., B362, HW Site 30 | Beale AFB | 95903 | Confirmed/Updated Information | 58-000-HM0903-1 | 10133836-001 | Xerxes | A Stand-alone Tank | 12000 | 1996-09-19 |  |  | 1 |  | Motor Vehicle Fueling |  | Premium Unleaded |  |  | Double Wall | Fiberglass |  | Fiberglass |  | Yes | No | Yes | No | Double-walled | Pressure | Fiberglass |  | Fiberglass |  | Single-walled | Fiberglass |  | None |  | None | Fiberglass |  | None |  | Steel |  | Fiberglass |  | Yes | Yes | Yes | Single-walled | Fiberglass |  | No | No | No |  | Don Detwiler | Pollution Prevention Section Chief | Annually |  | Site Plan Previously Submitted | Yes | Dry | Veeder-Root | TLS-350 | Veeder-Root | 341 | No | [8 empty] | No | No |  | No |  |  | No |  | Yes | Dry | Veeder-Root | TLS-350 | Veeder-Root | 208 | Yes | Yes | No |  |  | Yes | Red Jacket | PLLD | 0.1 GPH | Yes | Yes | No |  |  | No |  | No | No | No |  | Continuous |  |  |  | Veeder-Root | 208 | Yes | Yes | Yes | Yes | Single-walled |  |  | No | Yes | Yes | Yes | Yes | Yes | No | No | No | No | Yes | Yes | [8 empty] | Yes |  | Brittany Billingsley | Manager | Robert Horton | Supervisor | Facility Owner/Operator |  | Lynne Peterson | Manager | 2024-02-29 11:27 | 2024-04-22 13:29 | Jason Hempsmyer | Yuba County Environmental Health Department | CUPA
10133836 | 58-000-HM0903 | Beale Air Force Base | 90127726 | BAFB AAFES Service Station | 5950 J St., B362, HW Site 30 | Beale AFB | 95903 | Confirmed/Updated Information | 58-000-HM0903-3 | 10133836-003 | Xerxes | A Stand-alone Tank | 12000 | 1996-09-19 |  |  | 1 |  | Motor Vehicle Fueling |  | Regular Unleaded |  |  | Double Wall | Fiberglass |  | Fiberglass |  | Yes | No | Yes | No | Double-walled | Pressure | Fiberglass |  | Fiberglass |  | Single-walled | Fiberglass |  | None |  | None | Fiberglass |  | None |  | Steel |  | Fiberglass |  | Yes | Yes | Yes | Single-walled | Fiberglass |  | No | No | No |  | Don Detwiler | Pollution Prevention Section Chief | Annually |  | Site Plan Previously Submitted | Yes | Dry | Veeder-Root | TLS-350 | Veeder-Root | 341 | No | [8 empty] | No | No |  | No |  |  | No |  | Yes | Dry | Veeder-Root | TLS-350 | Veeder-Root | 208 | Yes | Yes | No |  |  | Yes | Red Jacket | PLLD | 0.1 GPH | Yes | Yes | No |  |  | No |  | No | No | No |  | Continuous |  |  |  | Veeder-Root | 208 | Yes | Yes | Yes | Yes | Single-walled |  |  | No | Yes | Yes | Yes | Yes | Yes | No | No | No | No | Yes | Yes | [8 empty] | Yes |  | Brittany Billingsley | Manager | Robert Horton | Supervisor | Facility Owner/Operator |  | Lynne Peterson | Manager | 2024-02-29 11:27 | 2024-04-22 13:29 | Jason Hempsmyer | Yuba County Environmental Health Department | CUPA
10133854 | 58-000-HM0906 | Beale Air Force Base | 90127726 | BAFB 7th SWS Pave Paws | 7400 Spencer-Paul Rd., B5761, HW Sites #56&77 | Beale AFB | 95903 | Confirmed/Updated Information | TA0000108-001 | 10133854-001 | Joor | A Stand-alone Tank | 40000 | 1998-07-23 |  |  | 1 |  | Emergency Generator Fuel |  | Diesel |  |  | Double Wall | Steel |  | Fiberglass |  | Yes | No | Yes | No | Double-walled | Conventional Suction | Flexible |  | Flexible |  | Single-walled | Fiberglass |  | None |  | None | None |  | None |  | Steel |  | None |  | Fill Components Installed 451-a: Yes; Fill Components Installed 451-b: Yes; Fill Components Installed 451-c: No; Under Dispenser Containment (UDC) 469a: No Dispensers; Corrosion Prevention 448a: No; Corrosion Prevention 448b: No; Corrosion Prevention 448c: No; UST Tank Certification / Applicant Information 471: Don Detwiler; UST Tank Certification / Applicant Information 472: Pollution Prevention Section Chief; Equipment Testing and Preventive Maintenance 490-3a: Annually; Site Plot Plan Submitted 490-4: Site Plan Previously Submitted; Continuous Electronic Tank Monitoring 490-5: Yes; Continuous Electronic Tank Monitoring 490-6: Dry; Continuous Electronic Tank Monitoring 490-7: Veeder-Root; Continuous Electronic Tank Monitoring 490-8: TLS-350; Continuous Electronic Tank Monitoring 490-9: Veeder-Root; Continuous Electronic Tank Monitoring 490-10: 420; Automatic Tank Gauging 490-11: No; Monthly Statistical Inventory Reconciliation 490-20: No; Weekly Manual Tank Gauge 490-21: No; Tank Integrity Testing 490-23: No; Other Tank Monitoring 490-26: No; Continuous Monitoring of Piping Secondary Containment 490-28: Yes; Continuous Monitoring of Piping Secondary Containment 490-29: Dry; Continuous Monitoring of Piping Secondary Containment 490-30: Veeder-Root; Continuous Monitoring of Piping Secondary Containment 490-31: TLS-350; Continuous Monitoring of Piping Secondary Containment 490-32: Veeder-Root; Continuous Monitoring of Piping Secondary Containment 490-33: 208; Continuous Monitoring of Piping Secondary Containment 490-34: No; Continuous Monitoring of Piping Secondary Containment 490-35: No; Mechanical Line Leak Detector Performs 3 GPH Leak Test 490-36: No; Electronic Line Leak Detector Performs 3 GPH Leak Test 490-39: No; Pipeline Integrity Testing 490-45: No; Visual Pipeline Monitoring 490-48: No; Suction Piping Meets Exemption Criteria 490-50: No; No Regulated Piping Per Health and Safety Code, Division 20, Chapter 6.7 Is Connected To The Tank System 490-51: No; Other Pipeline Monitoring 490-52: No; Under Dispenser Containment (UDC) Monitoring 490-54a: No Dispensers; Periodic System Testing 490-65: No; Periodic System Testing 490-66: Yes; Periodic System Testing 490-67: Yes; Recordkeeping 490-68a: Yes; Recordkeeping 490-68b: Yes; Recordkeeping 490-68c: Yes; Recordkeeping 490-68d: No; Recordkeeping 490-68e: No; Recordkeeping 490-68f: No; Recordkeeping 490-68g: No; Recordkeeping 490-68h: Yes; Training 490-69a: Yes; Training 490-70: Yes; Personnel Responsibilities 490-72: Robert Lancaster; Personnel Responsibilities 490-73: Power Plant Lead; Personnel Responsibilities 490-74: Susan Stewart; Personnel Responsibilities 490-75: Deputy Chief, Environmental; UST Monitoring Plan Certification / Applicant Information 490-76: Tank Owner/Operator; UST Monitoring Plan Certification / Applicant Information 490-78: Susan Stewart; UST Monitoring Plan Certification / Applicant Information 490-79: Tanks Compliance Program Manager | 2023-02-24 13:07 | 2023-03-06 09:27 | Jason Hempsmyer | Yuba County Environmental Health Department | CUPA
10133854 | 58-000-HM0906 | Beale Air Force Base | 90127726 | BAFB 7th SWS Pave Paws | 7400 Spencer-Paul Rd., B5761, HW Sites #56&77 | Beale AFB | 95903 | Confirmed/Updated Information | TA0000109-002 | 10133854-002 | Joor | A Stand-alone Tank | 40000 | 1998-07-23 |  |  | 1 |  | Emergency Generator Fuel |  | Diesel |  |  | Double Wall | Steel |  | Fiberglass |  | Yes | No | Yes | No | Double-walled | Conventional Suction | Flexible |  | Flexible |  | Single-walled | Fiberglass |  | None |  | None | None |  | None |  | Steel |  | None |  | Fill Components Installed 451-a: Yes; Fill Components Installed 451-b: Yes; Fill Components Installed 451-c: No; Under Dispenser Containment (UDC) 469a: No Dispensers; Corrosion Prevention 448a: No; Corrosion Prevention 448b: No; Corrosion Prevention 448c: No; UST Tank Certification / Applicant Information 471: Don Detwiler; UST Tank Certification / Applicant Information 472: Pollution Prevention Section Chief; Equipment Testing and Preventive Maintenance 490-3a: Annually; Site Plot Plan Submitted 490-4: Site Plan Previously Submitted; Continuous Electronic Tank Monitoring 490-5: Yes; Continuous Electronic Tank Monitoring 490-6: Dry; Continuous Electronic Tank Monitoring 490-7: Veeder-Root; Continuous Electronic Tank Monitoring 490-8: TLS-350; Continuous Electronic Tank Monitoring 490-9: Veeder-Root; Continuous Electronic Tank Monitoring 490-10: 420; Automatic Tank Gauging 490-11: No; Monthly Statistical Inventory Reconciliation 490-20: No; Weekly Manual Tank Gauge 490-21: No; Tank Integrity Testing 490-23: No; Other Tank Monitoring 490-26: No; Continuous Monitoring of Piping Secondary Containment 490-28: Yes; Continuous Monitoring of Piping Secondary Containment 490-29: Dry; Continuous Monitoring of Piping Secondary Containment 490-30: Veeder-Root; Continuous Monitoring of Piping Secondary Containment 490-31: TLS-350; Continuous Monitoring of Piping Secondary Containment 490-32: Veeder-Root; Continuous Monitoring of Piping Secondary Containment 490-33: 208; Continuous Monitoring of Piping Secondary Containment 490-34: No; Continuous Monitoring of Piping Secondary Containment 490-35: No; Mechanical Line Leak Detector Performs 3 GPH Leak Test 490-36: No; Electronic Line Leak Detector Performs 3 GPH Leak Test 490-39: No; Pipeline Integrity Testing 490-45: No; Visual Pipeline Monitoring 490-48: No; Suction Piping Meets Exemption Criteria 490-50: No; No Regulated Piping Per Health and Safety Code, Division 20, Chapter 6.7 Is Connected To The Tank System 490-51: No; Other Pipeline Monitoring 490-52: No; Under Dispenser Containment (UDC) Monitoring 490-54a: No Dispensers; Periodic System Testing 490-65: No; Periodic System Testing 490-66: Yes; Periodic System Testing 490-67: Yes; Recordkeeping 490-68a: Yes; Recordkeeping 490-68b: Yes; Recordkeeping 490-68c: Yes; Recordkeeping 490-68d: No; Recordkeeping 490-68e: No; Recordkeeping 490-68f: No; Recordkeeping 490-68g: No; Recordkeeping 490-68h: Yes; Training 490-69a: Yes; Training 490-70: Yes; Personnel Responsibilities 490-72: Robert Lancaster; Personnel Responsibilities 490-73: Power Plant Lead; Personnel Responsibilities 490-74: Susan Stewart; Personnel Responsibilities 490-75: Deputy Chief, Environmental; UST Monitoring Plan Certification / Applicant Information 490-76: Tank Owner/Operator; UST Monitoring Plan Certification / Applicant Information 490-78: Susan Stewart; UST Monitoring Plan Certification / Applicant Information 490-79: Tanks Compliance Program Manager | 2023-02-24 13:07 | 2023-03-06 09:27 | Jason Hempsmyer | Yuba County Environmental Health Department | CUPA
10133974 | 58-000-HM0076 | Yuba County CUPA Non-Regulated/Not Applicable Facilities | 99995800 | Al's 5th and E Shell | 501 5th Street | Marysville | 95901 | UST Removal | 4 | 10133974-004 | Owens Corning | A Stand-alone Tank | 550 | 1987-06-01 | 2021-11-05 |  | 1 |  | Hazardous Waste (includes used oil) |  | Used Oil |  |  | Double Wall | Fiberglass |  | Fiberglass |  | No | No | Yes | No | Other | Gravity | None |  | None |  | None | None |  | None |  | None | None |  | None |  | Steel |  | None |  | Fill Components Installed 451-a: Yes; Fill Components Installed 451-b: Yes; Fill Components Installed 451-c: No; Under Dispenser Containment (UDC) 469a: No Dispensers; Corrosion Prevention 448a: No; Corrosion Prevention 448b: No; Corrosion Prevention 448c: No; UST Tank Certification / Applicant Information 471: Survjit Cheema; UST Tank Certification / Applicant Information 472: Property Owner; Equipment Testing and Preventive Maintenance 490-3a: Annually; Site Plot Plan Submitted 490-4: Site Plan Previously Submitted; Continuous Electronic Tank Monitoring 490-5: Yes; Continuous Electronic Tank Monitoring 490-6: Liquid-Filled; Continuous Electronic Tank Monitoring 490-7: Owens Corning; Continuous Electronic Tank Monitoring 490-8: SB0014; Continuous Electronic Tank Monitoring 490-9: Owens Corning; Automatic Tank Gauging 490-11: No; Monthly Statistical Inventory Reconciliation 490-20: No; Weekly Manual Tank Gauge 490-21: No; Tank Integrity Testing 490-23: No; Other Tank Monitoring 490-26: No; Continuous Monitoring of Piping Secondary Containment 490-28: No; Mechanical Line Leak Detector Performs 3 GPH Leak Test 490-36: No; Electronic Line Leak Detector Performs 3 GPH Leak Test 490-39: Yes; Electronic Line Leak Detector Performs 3 GPH Leak Test 490-40: Veeder-Root; Electronic Line Leak Detector Performs 3 GPH Leak Test 490-41: WPLLD; Electronic Line Leak Detector Performs 3 GPH Leak Test 490-42: 0.2 GPH; Electronic Line Leak Detector Performs 3 GPH Leak Test 490-43: Yes; Electronic Line Leak Detector Performs 3 GPH Leak Test 490-44: Yes; Pipeline Integrity Testing 490-45: Yes; Pipeline Integrity Testing 490-46: Annually; Visual Pipeline Monitoring 490-48: No; Suction Piping Meets Exemption Criteria 490-50: No; No Regulated Piping Per Health and Safety Code, Division 20, Chapter 6.7 Is Connected To The Tank System 490-51: No; Other Pipeline Monitoring 490-52: No; Under Dispenser Containment (UDC) Monitoring 490-54a: Float and Chain Assembly; Under Dispenser Containment (UDC) Monitoring 490-59: No; Under Dispenser Containment (UDC) Monitoring 490-60: No; Under Dispenser Containment (UDC) Monitoring 490-61: No; Under Dispenser Containment (UDC) Monitoring 490-62: Yes; Under Dispenser Containment (UDC) Monitoring 490-63: Single-walled; Periodic System Testing 490-65: No; Periodic System Testing 490-66: Yes; Periodic System Testing 490-67: Yes; Recordkeeping 490-68a: Yes; Recordkeeping 490-68b: Yes; Recordkeeping 490-68c: Yes; Recordkeeping 490-68d: No; Recordkeeping 490-68e: No; Recordkeeping 490-68f: No; Recordkeeping 490-68g: No; Recordkeeping 490-68h: Yes; Training 490-69a: Yes; Training 490-70: Yes; Personnel Responsibilities 490-72: Allan Engstrom; Personnel Responsibilities 490-73: Operator; Personnel Responsibilities 490-74: Survjit Cheema; Personnel Responsibilities 490-75: Property Owner; UST Monitoring Plan Certification / Applicant Information 490-76: Tank Owner/Operator; UST Monitoring Plan Certification / Applicant Information 490-78: Survjit Cheema; UST Monitoring Plan Certification / Applicant Information 490-79: Property Owner | 2022-03-10 14:44 | 2022-03-10 16:07 | Gary Cantwell | Yuba County Environmental Health Department | CUPA
10133974 | 58-000-HM0076 | Yuba County CUPA Non-Regulated/Not Applicable Facilities | 99995800 | Al's 5th and E Shell | 501 5th Street | Marysville | 95901 | UST Removal | 2 | 10133974-002 | Owens Corning | A Stand-alone Tank | 10000 | 1987-01-01 | 2021-11-05 |  | 1 |  | Motor Vehicle Fueling |  | Premium Unleaded |  |  | Double Wall | Fiberglass |  | Fiberglass |  | No | No | Yes | No | Single-walled | Pressure | Fiberglass |  | None |  | None | Fiberglass |  | None |  | None | Fiberglass |  | None |  | Steel |  | None |  | Fill Components Installed 451-a: Yes; Fill Components Installed 451-b: Yes; Fill Components Installed 451-c: No; Under Dispenser Containment (UDC) 469a: Single-walled; Under Dispenser Containment (UDC) 469b: Steel; Corrosion Prevention 448a: No; Corrosion Prevention 448b: No; Corrosion Prevention 448c: No; UST Tank Certification / Applicant Information 471: Survjit Cheema; UST Tank Certification / Applicant Information 472: Property Owner; Equipment Testing and Preventive Maintenance 490-3a: Annually; Site Plot Plan Submitted 490-4: Site Plan Previously Submitted; Continuous Electronic Tank Monitoring 490-5: Yes; Continuous Electronic Tank Monitoring 490-6: Liquid-Filled; Continuous Electronic Tank Monitoring 490-7: Owens Corning; Continuous Electronic Tank Monitoring 490-8: SB0014; Continuous Electronic Tank Monitoring 490-9: Owens Corning; Automatic Tank Gauging 490-11: No; Monthly Statistical Inventory Reconciliation 490-20: No; Weekly Manual Tank Gauge 490-21: No; Tank Integrity Testing 490-23: No; Other Tank Monitoring 490-26: No; Continuous Monitoring of Piping Secondary Containment 490-28: No; Mechanical Line Leak Detector Performs 3 GPH Leak Test 490-36: No; Electronic Line Leak Detector Performs 3 GPH Leak Test 490-39: Yes; Electronic Line Leak Detector Performs 3 GPH Leak Test 490-40: Veeder-Root; Electronic Line Leak Detector Performs 3 GPH Leak Test 490-41: WPLLD; Electronic Line Leak Detector Performs 3 GPH Leak Test 490-42: 0.2 GPH; Electronic Line Leak Detector Performs 3 GPH Leak Test 490-43: Yes; Electronic Line Leak Detector Performs 3 GPH Leak Test 490-44: Yes; Pipeline Integrity Testing 490-45: Yes; Pipeline Integrity Testing 490-46: Annually; Visual Pipeline Monitoring 490-48: No; Suction Piping Meets Exemption Criteria 490-50: No; No Regulated Piping Per Health and Safety Code, Division 20, Chapter 6.7 Is Connected To The Tank System 490-51: No; Other Pipeline Monitoring 490-52: No; Under Dispenser Containment (UDC) Monitoring 490-54a: Float and Chain Assembly; Under Dispenser Containment (UDC) Monitoring 490-59: No; Under Dispenser Containment (UDC) Monitoring 490-60: No; Under Dispenser Containment (UDC) Monitoring 490-61: No; Under Dispenser Containment (UDC) Monitoring 490-62: Yes; Under Dispenser Containment (UDC) Monitoring 490-63: Single-walled; Periodic System Testing 490-65: No; Periodic System Testing 490-66: Yes; Periodic System Testing 490-67: Yes; Recordkeeping 490-68a: Yes; Recordkeeping 490-68b: Yes; Recordkeeping 490-68c: Yes; Recordkeeping 490-68d: No; Recordkeeping 490-68e: No; Recordkeeping 490-68f: No; Recordkeeping 490-68g: No; Recordkeeping 490-68h: Yes; Training 490-69a: Yes; Training 490-70: Yes; Personnel Responsibilities 490-72: Allan Engstrom; Personnel Responsibilities 490-73: Operator; Personnel Responsibilities 490-74: Survjit Cheema; Personnel Responsibilities 490-75: Property Owner; UST Monitoring Plan Certification / Applicant Information 490-76: Tank Owner/Operator; UST Monitoring Plan Certification / Applicant Information 490-78: Survjit Cheema; UST Monitoring Plan Certification / Applicant Information 490-79: Property Owner | 2022-03-10 14:44 | 2022-03-10 16:07 | Gary Cantwell | Yuba County Environmental Health Department | CUPA
10133974 | 58-000-HM0076 | Yuba County CUPA Non-Regulated/Not Applicable Facilities | 99995800 | Al's 5th and E Shell | 501 5th Street | Marysville | 95901 | UST Removal | 3 | 10133974-003 | Owens Corning | A Stand-alone Tank | 10000 | 1987-01-01 | 2021-11-05 |  | 1 |  | Motor Vehicle Fueling |  | Diesel |  |  | Double Wall | Fiberglass |  | Fiberglass |  | No | No | Yes | No | Single-walled | Pressure | Fiberglass |  | None |  | None | Fiberglass |  | None |  | None | Fiberglass |  | None |  | Steel |  | None |  | Fill Components Installed 451-a: Yes; Fill Components Installed 451-b: Yes; Fill Components Installed 451-c: No; Under Dispenser Containment (UDC) 469a: Single-walled; Under Dispenser Containment (UDC) 469b: Steel; Corrosion Prevention 448a: No; Corrosion Prevention 448b: No; Corrosion Prevention 448c: No; UST Tank Certification / Applicant Information 471: Survjit Cheema; UST Tank Certification / Applicant Information 472: Property Owner; Equipment Testing and Preventive Maintenance 490-3a: Annually; Site Plot Plan Submitted 490-4: Site Plan Previously Submitted; Continuous Electronic Tank Monitoring 490-5: Yes; Continuous Electronic Tank Monitoring 490-6: Liquid-Filled; Continuous Electronic Tank Monitoring 490-7: Owens Corning; Continuous Electronic Tank Monitoring 490-8: SB0014; Continuous Electronic Tank Monitoring 490-9: Owens Corning; Automatic Tank Gauging 490-11: No; Monthly Statistical Inventory Reconciliation 490-20: No; Weekly Manual Tank Gauge 490-21: No; Tank Integrity Testing 490-23: No; Other Tank Monitoring 490-26: No; Continuous Monitoring of Piping Secondary Containment 490-28: No; Mechanical Line Leak Detector Performs 3 GPH Leak Test 490-36: No; Electronic Line Leak Detector Performs 3 GPH Leak Test 490-39: Yes; Electronic Line Leak Detector Performs 3 GPH Leak Test 490-40: Veeder-Root; Electronic Line Leak Detector Performs 3 GPH Leak Test 490-41: WPLLD; Electronic Line Leak Detector Performs 3 GPH Leak Test 490-42: 0.2 GPH; Electronic Line Leak Detector Performs 3 GPH Leak Test 490-43: Yes; Electronic Line Leak Detector Performs 3 GPH Leak Test 490-44: Yes; Pipeline Integrity Testing 490-45: Yes; Pipeline Integrity Testing 490-46: Annually; Visual Pipeline Monitoring 490-48: No; Suction Piping Meets Exemption Criteria 490-50: No; No Regulated Piping Per Health and Safety Code, Division 20, Chapter 6.7 Is Connected To The Tank System 490-51: No; Other Pipeline Monitoring 490-52: No; Under Dispenser Containment (UDC) Monitoring 490-54a: Float and Chain Assembly; Under Dispenser Containment (UDC) Monitoring 490-59: No; Under Dispenser Containment (UDC) Monitoring 490-60: No; Under Dispenser Containment (UDC) Monitoring 490-61: No; Under Dispenser Containment (UDC) Monitoring 490-62: Yes; Under Dispenser Containment (UDC) Monitoring 490-63: Single-walled; Periodic System Testing 490-65: No; Periodic System Testing 490-66: Yes; Periodic System Testing 490-67: Yes; Recordkeeping 490-68a: Yes; Recordkeeping 490-68b: Yes; Recordkeeping 490-68c: Yes; Recordkeeping 490-68d: No; Recordkeeping 490-68e: No; Recordkeeping 490-68f: No; Recordkeeping 490-68g: No; Recordkeeping 490-68h: Yes; Training 490-69a: Yes; Training 490-70: Yes; Personnel Responsibilities 490-72: Allan Engstrom; Personnel Responsibilities 490-73: Operator; Personnel Responsibilities 490-74: Survjit Cheema; Personnel Responsibilities 490-75: Property Owner; UST Monitoring Plan Certification / Applicant Information 490-76: Tank Owner/Operator; UST Monitoring Plan Certification / Applicant Information 490-78: Survjit Cheema; UST Monitoring Plan Certification / Applicant Information 490-79: Property Owner | 2022-03-10 14:44 | 2022-03-10 16:07 | Gary Cantwell | Yuba County Environmental Health Department | CUPA
10133974 | 58-000-HM0076 | Yuba County CUPA Non-Regulated/Not Applicable Facilities | 99995800 | Al's 5th and E Shell | 501 5th Street | Marysville | 95901 | UST Removal | 1 | 10133974-001 | Owens Corning | A Stand-alone Tank | 10000 | 1987-01-01 | 2021-11-05 |  | 1 |  | Motor Vehicle Fueling |  | Regular Unleaded |  |  | Double Wall | Fiberglass |  | Fiberglass |  | No | No | Yes | No | Single-walled | Pressure | Fiberglass |  | None |  | None | Fiberglass |  | None |  | None | Fiberglass |  | None |  | Steel |  | None |  | Fill Components Installed 451-a: Yes; Fill Components Installed 451-b: Yes; Fill Components Installed 451-c: No; Under Dispenser Containment (UDC) 469a: Single-walled; Under Dispenser Containment (UDC) 469b: Steel; Corrosion Prevention 448a: No; Corrosion Prevention 448b: No; Corrosion Prevention 448c: No; UST Tank Certification / Applicant Information 471: Survjit Cheema; UST Tank Certification / Applicant Information 472: Property Owner; Equipment Testing and Preventive Maintenance 490-3a: Annually; Site Plot Plan Submitted 490-4: Site Plan Previously Submitted; Continuous Electronic Tank Monitoring 490-5: Yes; Continuous Electronic Tank Monitoring 490-6: Liquid-Filled; Continuous Electronic Tank Monitoring 490-7: Owens Corning; Continuous Electronic Tank Monitoring 490-8: SB0014; Continuous Electronic Tank Monitoring 490-9: Owens Corning; Automatic Tank Gauging 490-11: No; Monthly Statistical Inventory Reconciliation 490-20: No; Weekly Manual Tank Gauge 490-21: No; Tank Integrity Testing 490-23: No; Other Tank Monitoring 490-26: No; Continuous Monitoring of Piping Secondary Containment 490-28: No; Mechanical Line Leak Detector Performs 3 GPH Leak Test 490-36: No; Electronic Line Leak Detector Performs 3 GPH Leak Test 490-39: Yes; Electronic Line Leak Detector Performs 3 GPH Leak Test 490-40: Veeder-Root; Electronic Line Leak Detector Performs 3 GPH Leak Test 490-41: WPLLD; Electronic Line Leak Detector Performs 3 GPH Leak Test 490-42: 0.2 GPH; Electronic Line Leak Detector Performs 3 GPH Leak Test 490-43: Yes; Electronic Line Leak Detector Performs 3 GPH Leak Test 490-44: Yes; Pipeline Integrity Testing 490-45: Yes; Pipeline Integrity Testing 490-46: Annually; Visual Pipeline Monitoring 490-48: No; Suction Piping Meets Exemption Criteria 490-50: No; No Regulated Piping Per Health and Safety Code, Division 20, Chapter 6.7 Is Connected To The Tank System 490-51: No; Other Pipeline Monitoring 490-52: No; Under Dispenser Containment (UDC) Monitoring 490-54a: Float and Chain Assembly; Under Dispenser Containment (UDC) Monitoring 490-59: No; Under Dispenser Containment (UDC) Monitoring 490-60: No; Under Dispenser Containment (UDC) Monitoring 490-61: No; Under Dispenser Containment (UDC) Monitoring 490-62: Yes; Under Dispenser Containment (UDC) Monitoring 490-63: Single-walled; Periodic System Testing 490-65: No; Periodic System Testing 490-66: Yes; Periodic System Testing 490-67: Yes; Recordkeeping 490-68a: Yes; Recordkeeping 490-68b: Yes; Recordkeeping 490-68c: Yes; Recordkeeping 490-68d: No; Recordkeeping 490-68e: No; Recordkeeping 490-68f: No; Recordkeeping 490-68g: No; Recordkeeping 490-68h: Yes; Training 490-69a: Yes; Training 490-70: Yes; Personnel Responsibilities 490-72: Allan Engstrom; Personnel Responsibilities 490-73: Operator; Personnel Responsibilities 490-74: Survjit Cheema; Personnel Responsibilities 490-75: Property Owner; UST Monitoring Plan Certification / Applicant Information 490-76: Tank Owner/Operator; UST Monitoring Plan Certification / Applicant Information 490-78: Survjit Cheema; UST Monitoring Plan Certification / Applicant Information 490-79: Property Owner | 2022-03-10 14:44 | 2022-03-10 16:07 | Gary Cantwell | Yuba County Environmental Health Department | CUPA
10135294 | 58-000-HM0290 | Gold Eagle Market #2 | 90116230 | Gold Eagle Market #2 | 11269 Loma Rica Road | Marysville | 95901 | Renewal Permit | HM0290-3 | 10135294-003 | Modern Welding | A Stand-alone Tank | 4000 | 1986-01-01 |  |  | 1 |  | Motor Vehicle Fueling |  | Diesel |  |  | Double Wall | Steel |  | Steel |  | No | No | Yes | No | Double-walled | Pressure | Flexible |  | Flexible |  | Single-walled | Fiberglass |  | None |  | None | None |  | None |  | Steel |  | None |  | Yes | Yes | No | Single-walled | Rigid Plastic |  | No | No | No |  | Paramjit Sanghera | Owner | Annually |  | Site Plan Previously Submitted | Yes | Dry | INCON | INCON ULS | INCON | ULS Bell | No | [8 empty] | No | No |  | Yes | Other |  | No |  | Yes | Dry | INCON | INCON ULS | INCON | ULS Bell | Yes | Yes | Yes | Red Jacket | FX-IV | No | [5 empty] | Yes | Every 3 Years |  | Yes |  | No | No | No |  | Continuous |  |  |  | INCON | ULS Bell | Yes | Yes | Yes | Yes | Single-walled |  |  | No | Yes | Yes | Yes | Yes | Yes | No | No | No | No | Yes | Yes | [8 empty] | Yes |  | Paramjit Sanghera | Owner | Chuhar sanghera | Owner | Facility Owner/Operator |  | Paramjit Sanghera | Owner | 2023-05-23 09:29 | 2023-06-16 11:41 | Jason Hempsmyer | Yuba County Environmental Health Department | CUPA
10135294 | 58-000-HM0290 | Gold Eagle Market #2 | 90116230 | Gold Eagle Market #2 | 11269 Loma Rica Road | Marysville | 95901 | Renewal Permit | HM0290-2 | 10135294-002 | Modern Welding | A Stand-alone Tank | 6000 | 1986-01-01 |  |  | 1 |  | Motor Vehicle Fueling |  | Premium Unleaded |  |  | Double Wall | Steel |  | Steel |  | No | No | Yes | No | Double-walled | Pressure | Flexible |  | Flexible |  | Single-walled | Fiberglass |  | None |  | None | Fiberglass |  | None |  | Steel |  | None |  | Yes | Yes | No | Single-walled | Rigid Plastic |  | No | No | No |  | Paramjit Sanghera | Owner | Annually |  | Site Plan Previously Submitted | Yes | Dry | INCON | INCON ULS | INCON | ULS Bell | No | [8 empty] | No | No |  | Yes | Other |  | No |  | Yes | Dry | INCON | INCON ULS | INCON | ULS Bell | Yes | Yes | Yes | Red Jacket | FX-IV | No | [5 empty] | Yes | Every 3 Years |  | Yes |  | No | No | No |  | Continuous |  |  |  | INCON | ULS Bell | Yes | Yes | Yes | Yes | Single-walled |  |  | No | Yes | Yes | Yes | Yes | Yes | No | No | No | No | Yes | Yes | [8 empty] | Yes |  | Paramjit Sanghera | Owner | Chuhar sanghera | Owner | Facility Owner/Operator |  | Paramjit Sanghera | Owner | 2023-05-23 09:29 | 2023-06-16 11:41 | Jason Hempsmyer | Yuba County Environmental Health Department | CUPA
10135294 | 58-000-HM0290 | Gold Eagle Market #2 | 90116230 | Gold Eagle Market #2 | 11269 Loma Rica Road | Marysville | 95901 | Renewal Permit | HM0290-1 | 10135294-001 | Modern Welding | A Stand-alone Tank | 8000 | 1986-01-01 |  |  | 1 |  | Motor Vehicle Fueling |  | Regular Unleaded |  |  | Double Wall | Steel |  | Steel |  | No | No | Yes | No | Double-walled | Pressure | Flexible |  | Flexible |  | Single-walled | Fiberglass |  | None |  | None | Fiberglass |  | None |  | Steel |  | None |  | Yes | Yes | No | Single-walled | Rigid Plastic |  | No | No | No |  | Paramjit Sanghera | Owner | Annually |  | Site Plan Previously Submitted | Yes | Dry | INCON | INCON ULS | INCON | ULS Bell | No | [8 empty] | No | No |  | Yes | Other |  | No |  | Yes | Dry | INCON | INCON ULS | INCON | ULS Bell | Yes | Yes | Yes | Red Jacket | FX-IV | No | [5 empty] | Yes | Every 3 Years |  | Yes |  | No | No | No |  | Continuous |  |  |  | INCON | ULS Bell | Yes | Yes | Yes | Yes | Single-walled |  |  | No | Yes | Yes | Yes | Yes | Yes | No | No | No | No | Yes | Yes | [8 empty] | Yes |  | Paramjit Sanghera | Owner | Chuhar sanghera | Owner | Facility Owner/Operator |  | Paramjit Sanghera | Owner | 2023-05-23 09:29 | 2023-06-16 11:41 | Jason Hempsmyer | Yuba County Environmental Health Department | CUPA
10169799 | 58-000-HM0002 | H&S Energy, LLC | 90363457 | H&S Energy Products,LLC # 3025 | 1976 McGowan Pkwy | Olivehurst | 95961 | Confirmed/Updated Information | 3 | 10169799-003 | Modern Welding | A Stand-alone Tank | 12000 | 1986-04-01 |  |  | 1 |  | Motor Vehicle Fueling |  | Premium Unleaded |  |  | Double Wall | Steel |  | Other |  | No | No | Yes | No | Double-walled | Pressure | Fiberglass |  | Fiberglass |  | Single-walled | Fiberglass |  | None |  | None | Fiberglass |  | None |  | Steel |  | Fiberglass |  | Yes | Yes | Yes | Single-walled | Steel |  | No | No | Yes |  | Desiz Burns | Compliance Specialist | Annually |  | Site Plan Previously Submitted | Yes | Dry | Veeder Root | TLS 350 | Veeder- Root | 794390-430 | No | [8 empty] | No | No |  | No |  |  | No |  | Yes | Dry | Veeder-Root | TLS 350 | Veeder-Root | 794380-208 | Yes | Yes | No |  |  | Yes | Veeder Root | PLLD 8484 |  | Yes | Yes | No |  |  | No |  | No | No | No |  | Continuous |  | Veeder- Root | TLS 350 | Veeder Root | 0794380-208 | Yes | Yes | Yes | No | Single-walled |  |  | No | Yes | Yes | Yes | Yes | No | No | No | No | No | Yes | Yes | [8 empty] | Yes | ATG probe used for inventory purposes only. | Aladdin Hassan | VP | Sal Hassan | CEO | Authorized Representative of Owner |  | Desiz Burns | Compliance Specialist | 2024-02-08 14:25 | 2024-05-02 14:12 | Jason Hempsmyer | Yuba County Environmental Health Department | CUPA
10169799 | 58-000-HM0002 | H&S Energy, LLC | 90363457 | H&S Energy Products,LLC # 3025 | 1976 McGowan Pkwy | Olivehurst | 95961 | Confirmed/Updated Information | 1 | 10169799-001 | Modern Welding | A Stand-alone Tank | 12000 | 1986-04-01 |  |  | 1 |  | Motor Vehicle Fueling |  | Regular Unleaded |  |  | Double Wall | Steel |  | Other |  | No | No | Yes | No | Double-walled | Pressure | Fiberglass |  | Fiberglass |  | Single-walled | Fiberglass |  | None |  | None | Fiberglass |  | None |  | Steel |  | Fiberglass |  | Yes | Yes | Yes | Single-walled | Steel |  | No | No | Yes |  | Desiz Burns | Compliance Specialist | Annually |  | Site Plan Previously Submitted | Yes | Dry | Veeder Root | TLS 350 | Veeder- Root | 794390-420 | No | [8 empty] | No | No |  | No |  |  | No |  | Yes | Dry | Veeder-Root | TLS 350 | Veeder-Root | 794380-208 | Yes | Yes | No |  |  | Yes | Veeder Root | PLLD 8484 |  | Yes | Yes | No |  |  | No |  | No | No | No |  | Continuous |  | Veeder- Root | TLS 350 | Veeder Root | 0794380-208 | Yes | Yes | Yes | No | Single-walled |  |  | No | Yes | Yes | Yes | Yes | No | No | No | No | No | Yes | Yes | [8 empty] | Yes | ATG probe used for inventory purposes only. | Aladdin Hassan | VP | Sal Hassan | CEO | Authorized Representative of Owner |  | Desiz Burns | Compliance Specialist | 2024-02-08 14:25 | 2024-05-02 14:12 | Jason Hempsmyer | Yuba County Environmental Health Department | CUPA
10169799 | 58-000-HM0002 | H&S Energy, LLC | 90363457 | H&S Energy Products,LLC # 3025 | 1976 McGowan Pkwy | Olivehurst | 95961 | Confirmed/Updated Information | 4 | 10169799-004 | Modern Welding | A Stand-alone Tank | 8000 | 1986-04-01 |  |  | 1 |  | Motor Vehicle Fueling |  | Diesel |  |  | Double Wall | Steel |  | Other |  | No | No | Yes | No | Double-walled | Pressure | Fiberglass |  | Fiberglass |  | Single-walled | Fiberglass |  | None |  | None | None |  | None |  | Steel |  | Fiberglass |  | Yes | Yes | Yes | Single-walled | Steel |  | No | No | Yes |  | Desiz Burns | Compliance Specialist | Annually |  | Site Plan Previously Submitted | Yes | Dry | Veeder Root | TLS 350 | Veeder- Root | 794390-420 | No | [8 empty] | No | No |  | No |  |  | No |  | Yes | Dry | Veeder-Root | TLS 350 | Veeder-Root | 794380-208 | Yes | Yes | No |  |  | Yes | Veeder Root | PLLD 8484 |  | Yes | Yes | No |  |  | No |  | No | No | No |  | Continuous |  | Veeder- Root | TLS 350 | Veeder Root | 0794380-208 | Yes | Yes | Yes | No | Single-walled |  |  | No | Yes | Yes | Yes | Yes | No | No | No | No | No | Yes | Yes | [8 empty] | Yes | ATG probe used for inventory purposes only. | Aladdin Hassan | VP | Sal Hassan | CEO | Authorized Representative of Owner |  | Desiz Burns | Compliance Specialist | 2024-02-08 14:25 | 2024-05-02 14:12 | Jason Hempsmyer | Yuba County Environmental Health Department | CUPA
10169799 | 58-000-HM0002 | H&S Energy, LLC | 90363457 | H&S Energy Products,LLC # 3025 | 1976 McGowan Pkwy | Olivehurst | 95961 | Confirmed/Updated Information | 2 | 10169799-002 | Modern Welding | A Stand-alone Tank | 12000 | 1986-04-01 |  |  | 1 |  | Motor Vehicle Fueling |  | E85 |  |  | Double Wall | Steel |  | Other |  | No | No | Yes | No | Double-walled | Pressure | Fiberglass |  | Fiberglass |  | Single-walled | Fiberglass |  | None |  | None | Fiberglass |  | None |  | Steel |  | Fiberglass |  | Yes | Yes | Yes | Single-walled | Steel |  | No | No | Yes |  | Desiz Burns | Compliance Specialist | Annually |  | Site Plan Previously Submitted | Yes | Dry | Veeder Root | TLS 350 | Veeder- Root | 794390-420 | No | [8 empty] | No | No |  | No |  |  | No |  | Yes | Dry | Veeder-Root | TLS 350 | Veeder-Root | 794380-323 | Yes | Yes | No |  |  | Yes | Veeder Root | 0848480-001 |  | Yes | Yes | No |  |  | No |  | No | No | No |  | Continuous |  | Veeder- Root | TLS 350 | Veeder Root | 0794380-208 | Yes | Yes | Yes | No | Single-walled |  |  | No | Yes | Yes | Yes | Yes | No | No | No | No | No | Yes | Yes | [8 empty] | Yes | ATG probe used for inventory purposes only. | Aladdin Hassan | VP | Sal Hassan | CEO | Authorized Representative of Owner |  | Desiz Burns | Compliance Specialist | 2024-02-08 14:25 | 2024-05-02 14:12 | Jason Hempsmyer | Yuba County Environmental Health Department | CUPA
10169807 | 58-000-HM0682 | H&S Energy, LLC | 90363457 | H&S Energy Products, LLC #3026 | 4217 Arboga Rd | Olivehurst | 95961 | Confirmed/Updated Information | 1 | 10169807-002 | Modern Welding | A Stand-alone Tank | 12000 | 2008-09-05 |  |  | 1 |  | Motor Vehicle Fueling |  | Premium Unleaded |  |  | Double Wall | Steel |  | Fiberglass |  | No | No | Yes | No | Double-walled | Pressure | Fiberglass |  | Fiberglass |  | Double-walled | Fiberglass |  | Fiberglass |  | Double-walled | Fiberglass |  | Fiberglass |  | Steel |  | Fiberglass |  | Yes | Yes | Yes | Double-walled | Fiberglass |  | No | No | Yes |  | Desiz Burns | Compliance Specialist | Annually |  | Site Plan Previously Submitted | Yes | Under Vacuum | Veeder Root | TLS 350 | Veeder Root | 330020-467 | No | [8 empty] | No | No |  | No |  |  | No |  | Yes | Under Vacuum | Veeder Root | TLS 350 | Veeder Root | 0794380-208 |  |  | No |  |  | Yes | Veeder Root | 0848480-001 | 0.2 GPH | Yes | Yes | No |  |  | No |  | No | No | No |  | Continuous |  | Veeder Root | TLS 350 | Veeder Root | 794380-208 | Yes | Yes | Yes | Yes | Double-walled | Liquid | Yes | No | No | Yes | Yes | Yes | No | No | No | No | No | Yes | Yes | [8 empty] | Yes |  | Aladdin Hassan | VP | Sal Hassan | CEO | Authorized Representative of Owner |  | Desiz Burns | Compliance Specialist | 2024-02-05 20:06 | 2024-05-02 14:05 | Jason Hempsmyer | Yuba County Environmental Health Department | CUPA
10169807 | 58-000-HM0682 | H&S Energy, LLC | 90363457 | H&S Energy Products, LLC #3026 | 4217 Arboga Rd | Olivehurst | 95961 | Confirmed/Updated Information | 3 | 10169807-001 | Modern Welding | A Stand-alone Tank | 20000 | 2008-09-05 |  |  | 1 |  | Motor Vehicle Fueling |  | Regular Unleaded |  |  | Double Wall | Steel |  | Fiberglass |  | No | No | Yes | No | Double-walled | Pressure | Fiberglass |  | Fiberglass |  | Double-walled | Fiberglass |  | Fiberglass |  | Double-walled | Fiberglass |  | Fiberglass |  | Steel |  | Fiberglass |  | Yes | Yes | Yes | Double-walled | Fiberglass |  | No | No | Yes |  | Desiz Burns | Compliance Specialist | Annually |  | Site Plan Previously Submitted | Yes | Under Vacuum | Veeder Root | TLS 350 | Veeder Root | 330020-467 | No | [8 empty] | No | No |  | No |  |  | No |  | Yes | Under Vacuum | Veeder Root | TLS 350 | Veeder Root | 0794380-208 |  |  | No |  |  | Yes | Veeder Root | 0848480-001 | 0.2 GPH | Yes | Yes | No |  |  | No |  | No | No | No |  | Continuous |  | Veeder Root | TLS 350 | Veeder Root | 794380-208 | Yes | Yes | Yes | Yes | Double-walled | Liquid | Yes | No | No | Yes | Yes | Yes | No | No | No | No | No | Yes | Yes | [8 empty] | Yes |  | Aladdin Hassan | VP | Sal Hassan | CEO | Authorized Representative of Owner |  | Desiz Burns | Compliance Specialist | 2024-02-05 20:06 | 2024-05-02 14:05 | Jason Hempsmyer | Yuba County Environmental Health Department | CUPA
10169807 | 58-000-HM0682 | H&S Energy, LLC | 90363457 | H&S Energy Products, LLC #3026 | 4217 Arboga Rd | Olivehurst | 95961 | Confirmed/Updated Information | 2 | 10169807-003 | Modern Welding | A Stand-alone Tank | 12000 | 2008-09-05 |  |  | 1 |  | Motor Vehicle Fueling |  | Diesel |  |  | Double Wall | Steel |  | Fiberglass |  | No | No | Yes | No | Double-walled | Pressure | Fiberglass |  | Fiberglass |  | Double-walled | Fiberglass |  | Fiberglass |  | Double-walled | Fiberglass |  | Fiberglass |  | Steel |  | Fiberglass |  | Yes | Yes | Yes | Double-walled | Fiberglass |  | No | No | Yes |  | Desiz Burns | Compliance Specialist | Annually |  | Site Plan Previously Submitted | Yes | Under Vacuum | Veeder Root | TLS 350 | Veeder Root | 330020-467 | No | [8 empty] | No | No |  | No |  |  | No |  | Yes | Under Vacuum | Veeder Root | TLS 350 | Veeder Root | 0794380-208 |  |  | No |  |  | Yes | Veeder Root | 0848480-001 | 0.2 GPH | Yes | Yes | No |  |  | No |  | No | No | No |  | Continuous |  | Veeder Root | TLS 350 | Veeder Root | 794380-208 | Yes | Yes | Yes | Yes | Double-walled | Liquid | Yes | No | No | Yes | Yes | Yes | No | No | No | No | No | Yes | Yes | [8 empty] | Yes |  | Aladdin Hassan | VP | Sal Hassan | CEO | Authorized Representative of Owner |  | Desiz Burns | Compliance Specialist | 2024-02-05 20:06 | 2024-05-02 14:05 | Jason Hempsmyer | Yuba County Environmental Health Department | CUPA
10172821 | 58-000-HM0900 | Beale Air Force Base | 90127726 | BAFB 9th CES Pumphouse #1, Liquid Fuels Storage | Flightline, Bldg #1017 | Beale Afb | 95903 | Confirmed/Updated Information | 1017-2 | 10172821-002 | unknown | A Stand-alone Tank | 50000 | 1954-01-01 |  |  | 1 |  | Airport Hydrant System |  | Jet Fuel |  |  | Single Wall | Steel |  | None |  | Yes | No | Yes | No | Single-walled | Pressure | Steel |  | None |  | None | Steel |  | None |  | None | Steel |  | None |  | Steel |  | None |  | Fill Components Installed 451-a: No; Fill Components Installed 451-b: No; Fill Components Installed 451-c: No; Under Dispenser Containment (UDC) 469a: No Dispensers; Corrosion Prevention 448a: No; Corrosion Prevention 448b: Yes; Corrosion Prevention 448c: No; UST Tank Certification / Applicant Information 471: Elizabeth Scott; UST Tank Certification / Applicant Information 472: Tanks Manager; Equipment Testing and Preventive Maintenance 490-3a: Annually; Site Plot Plan Submitted 490-4: Site Plan Previously Submitted; Continuous Electronic Tank Monitoring 490-5: No; Automatic Tank Gauging 490-11: Yes; Automatic Tank Gauging 490-12: Varec, Inc.; Automatic Tank Gauging 490-13: FuelsManager Defense; Automatic Tank Gauging 490-14: MTS Systems Corp.; Automatic Tank Gauging 490-15: MTS-DDA8; Automatic Tank Gauging 490-16: Monthly; Automatic Tank Gauging 490-18: 0.2 GPH; Monthly Statistical Inventory Reconciliation 490-20: No; Weekly Manual Tank Gauge 490-21: No; Tank Integrity Testing 490-23: Yes; Tank Integrity Testing 490-24: Other; Other Tank Monitoring 490-26: No; Continuous Monitoring of Piping Secondary Containment 490-28: No; Mechanical Line Leak Detector Performs 3 GPH Leak Test 490-36: No; Electronic Line Leak Detector Performs 3 GPH Leak Test 490-39: No; Pipeline Integrity Testing 490-45: Yes; Pipeline Integrity Testing 490-46: Annually; Visual Pipeline Monitoring 490-48: No; Suction Piping Meets Exemption Criteria 490-50: No; No Regulated Piping Per Health and Safety Code, Division 20, Chapter 6.7 Is Connected To The Tank System 490-51: No; Other Pipeline Monitoring 490-52: No; Under Dispenser Containment (UDC) Monitoring 490-54a: No Dispensers; Periodic System Testing 490-65: No; Periodic System Testing 490-66: No; Periodic System Testing 490-67: No; Recordkeeping 490-68a: Yes; Recordkeeping 490-68b: Yes; Recordkeeping 490-68c: Yes; Recordkeeping 490-68d: No; Recordkeeping 490-68e: No; Recordkeeping 490-68f: Yes; Recordkeeping 490-68g: Yes; Recordkeeping 490-68h: Yes; Training 490-69a: Yes; Training 490-70: Yes; Personnel Responsibilities 490-72: Wendy Potter; Personnel Responsibilities 490-73: Fuels Facilities Supervisor; Personnel Responsibilities 490-74: Susan Stewart; Personnel Responsibilities 490-75: Deputy Chief, Environmental; UST Monitoring Plan Certification / Applicant Information 490-76: Tank Owner/Operator; UST Monitoring Plan Certification / Applicant Information 490-78: Susan Stewart; UST Monitoring Plan Certification / Applicant Information 490-79: Tanks Compliance Manager | 2024-07-09 10:41 | 2024-07-09 15:05 | Jason Hempsmyer | Yuba County Environmental Health Department | CUPA
10172821 | 58-000-HM0900 | Beale Air Force Base | 90127726 | BAFB 9th CES Pumphouse #1, Liquid Fuels Storage | Flightline, Bldg #1017 | Beale Afb | 95903 | Confirmed/Updated Information | 1017-8 | 10172821-008 | unknown | A Stand-alone Tank | 50000 | 1954-01-01 |  |  | 1 |  | Airport Hydrant System |  | Jet Fuel |  |  | Single Wall | Steel |  | None |  | Yes | No | Yes | No | Single-walled | Pressure | Steel |  | None |  | None | Steel |  | None |  | None | Steel |  | None |  | Steel |  | None |  | Fill Components Installed 451-a: No; Fill Components Installed 451-b: No; Fill Components Installed 451-c: No; Under Dispenser Containment (UDC) 469a: No Dispensers; Corrosion Prevention 448a: No; Corrosion Prevention 448b: Yes; Corrosion Prevention 448c: No; UST Tank Certification / Applicant Information 471: Elizabeth Scott; UST Tank Certification / Applicant Information 472: Tanks Manager; Equipment Testing and Preventive Maintenance 490-3a: Annually; Site Plot Plan Submitted 490-4: Site Plan Previously Submitted; Continuous Electronic Tank Monitoring 490-5: No; Automatic Tank Gauging 490-11: Yes; Automatic Tank Gauging 490-12: Varec, Inc.; Automatic Tank Gauging 490-13: FuelsManager Defense; Automatic Tank Gauging 490-14: MTS Systems Corp.; Automatic Tank Gauging 490-15: MTS-DDA8; Automatic Tank Gauging 490-16: Monthly; Automatic Tank Gauging 490-18: 0.2 GPH; Monthly Statistical Inventory Reconciliation 490-20: No; Weekly Manual Tank Gauge 490-21: No; Tank Integrity Testing 490-23: Yes; Tank Integrity Testing 490-24: Other; Other Tank Monitoring 490-26: No; Continuous Monitoring of Piping Secondary Containment 490-28: No; Mechanical Line Leak Detector Performs 3 GPH Leak Test 490-36: No; Electronic Line Leak Detector Performs 3 GPH Leak Test 490-39: No; Pipeline Integrity Testing 490-45: Yes; Pipeline Integrity Testing 490-46: Annually; Visual Pipeline Monitoring 490-48: No; Suction Piping Meets Exemption Criteria 490-50: No; No Regulated Piping Per Health and Safety Code, Division 20, Chapter 6.7 Is Connected To The Tank System 490-51: No; Other Pipeline Monitoring 490-52: No; Under Dispenser Containment (UDC) Monitoring 490-54a: No Dispensers; Periodic System Testing 490-65: No; Periodic System Testing 490-66: No; Periodic System Testing 490-67: No; Recordkeeping 490-68a: Yes; Recordkeeping 490-68b: Yes; Recordkeeping 490-68c: Yes; Recordkeeping 490-68d: No; Recordkeeping 490-68e: No; Recordkeeping 490-68f: Yes; Recordkeeping 490-68g: Yes; Recordkeeping 490-68h: Yes; Training 490-69a: Yes; Training 490-70: Yes; Personnel Responsibilities 490-72: Wendy Potter; Personnel Responsibilities 490-73: Fuels Facilities Supervisor; Personnel Responsibilities 490-74: Susan Stewart; Personnel Responsibilities 490-75: Deputy Chief, Environmental; UST Monitoring Plan Certification / Applicant Information 490-76: Tank Owner/Operator; UST Monitoring Plan Certification / Applicant Information 490-78: Susan Stewart; UST Monitoring Plan Certification / Applicant Information 490-79: Tanks Compliance Manager | 2024-07-09 10:41 | 2024-07-09 15:05 | Jason Hempsmyer | Yuba County Environmental Health Department | CUPA
10172821 | 58-000-HM0900 | Beale Air Force Base | 90127726 | BAFB 9th CES Pumphouse #1, Liquid Fuels Storage | Flightline, Bldg #1017 | Beale Afb | 95903 | Confirmed/Updated Information | 1017-6 | 10172821-006 | unknown | A Stand-alone Tank | 50000 | 1954-01-01 |  |  | 1 |  | Airport Hydrant System |  | Jet Fuel |  |  | Single Wall | Steel |  | None |  | Yes | No | Yes | No | Single-walled | Pressure | Steel |  | None |  | None | Steel |  | None |  | None | Steel |  | None |  | Steel |  | None |  | Fill Components Installed 451-a: No; Fill Components Installed 451-b: No; Fill Components Installed 451-c: No; Under Dispenser Containment (UDC) 469a: No Dispensers; Corrosion Prevention 448a: No; Corrosion Prevention 448b: Yes; Corrosion Prevention 448c: No; UST Tank Certification / Applicant Information 471: Elizabeth Scott; UST Tank Certification / Applicant Information 472: Tanks Manager; Equipment Testing and Preventive Maintenance 490-3a: Annually; Site Plot Plan Submitted 490-4: Site Plan Previously Submitted; Continuous Electronic Tank Monitoring 490-5: No; Automatic Tank Gauging 490-11: Yes; Automatic Tank Gauging 490-12: Varec, Inc.; Automatic Tank Gauging 490-13: FuelsManager Defense; Automatic Tank Gauging 490-14: MTS Systems Corp.; Automatic Tank Gauging 490-15: MTS-DDA8; Automatic Tank Gauging 490-16: Monthly; Automatic Tank Gauging 490-18: 0.2 GPH; Monthly Statistical Inventory Reconciliation 490-20: No; Weekly Manual Tank Gauge 490-21: No; Tank Integrity Testing 490-23: Yes; Tank Integrity Testing 490-24: Other; Other Tank Monitoring 490-26: No; Continuous Monitoring of Piping Secondary Containment 490-28: No; Mechanical Line Leak Detector Performs 3 GPH Leak Test 490-36: No; Electronic Line Leak Detector Performs 3 GPH Leak Test 490-39: No; Pipeline Integrity Testing 490-45: Yes; Pipeline Integrity Testing 490-46: Annually; Visual Pipeline Monitoring 490-48: No; Suction Piping Meets Exemption Criteria 490-50: No; No Regulated Piping Per Health and Safety Code, Division 20, Chapter 6.7 Is Connected To The Tank System 490-51: No; Other Pipeline Monitoring 490-52: No; Under Dispenser Containment (UDC) Monitoring 490-54a: No Dispensers; Periodic System Testing 490-65: No; Periodic System Testing 490-66: No; Periodic System Testing 490-67: No; Recordkeeping 490-68a: Yes; Recordkeeping 490-68b: Yes; Recordkeeping 490-68c: Yes; Recordkeeping 490-68d: No; Recordkeeping 490-68e: No; Recordkeeping 490-68f: Yes; Recordkeeping 490-68g: Yes; Recordkeeping 490-68h: Yes; Training 490-69a: Yes; Training 490-70: Yes; Personnel Responsibilities 490-72: Wendy Potter; Personnel Responsibilities 490-73: Fuels Facilities Supervisor; Personnel Responsibilities 490-74: Susan Stewart; Personnel Responsibilities 490-75: Deputy Chief, Environmental; UST Monitoring Plan Certification / Applicant Information 490-76: Tank Owner/Operator; UST Monitoring Plan Certification / Applicant Information 490-78: Susan Stewart; UST Monitoring Plan Certification / Applicant Information 490-79: Tanks Compliance Manager | 2024-07-09 10:41 | 2024-07-09 15:05 | Jason Hempsmyer | Yuba County Environmental Health Department | CUPA
10172821 | 58-000-HM0900 | Beale Air Force Base | 90127726 | BAFB 9th CES Pumphouse #1, Liquid Fuels Storage | Flightline, Bldg #1017 | Beale Afb | 95903 | Confirmed/Updated Information | 1017-5 | 10172821-005 | unknown | A Stand-alone Tank | 50000 | 1954-01-01 |  |  | 1 |  | Airport Hydrant System |  | Jet Fuel |  |  | Single Wall | Steel |  | None |  | Yes | No | Yes | No | Single-walled | Pressure | Steel |  | None |  | None | Steel |  | None |  | None | Steel |  | None |  | Steel |  | None |  | Fill Components Installed 451-a: No; Fill Components Installed 451-b: No; Fill Components Installed 451-c: No; Under Dispenser Containment (UDC) 469a: No Dispensers; Corrosion Prevention 448a: No; Corrosion Prevention 448b: Yes; Corrosion Prevention 448c: No; UST Tank Certification / Applicant Information 471: Elizabeth Scott; UST Tank Certification / Applicant Information 472: Tanks Manager; Equipment Testing and Preventive Maintenance 490-3a: Annually; Site Plot Plan Submitted 490-4: Site Plan Previously Submitted; Continuous Electronic Tank Monitoring 490-5: No; Automatic Tank Gauging 490-11: Yes; Automatic Tank Gauging 490-12: Varec, Inc.; Automatic Tank Gauging 490-13: FuelsManager Defense; Automatic Tank Gauging 490-14: MTS Systems Corp.; Automatic Tank Gauging 490-15: MTS-DDA8; Automatic Tank Gauging 490-16: Monthly; Automatic Tank Gauging 490-18: 0.2 GPH; Monthly Statistical Inventory Reconciliation 490-20: No; Weekly Manual Tank Gauge 490-21: No; Tank Integrity Testing 490-23: Yes; Tank Integrity Testing 490-24: Other; Other Tank Monitoring 490-26: No; Continuous Monitoring of Piping Secondary Containment 490-28: No; Mechanical Line Leak Detector Performs 3 GPH Leak Test 490-36: No; Electronic Line Leak Detector Performs 3 GPH Leak Test 490-39: No; Pipeline Integrity Testing 490-45: Yes; Pipeline Integrity Testing 490-46: Annually; Visual Pipeline Monitoring 490-48: No; Suction Piping Meets Exemption Criteria 490-50: No; No Regulated Piping Per Health and Safety Code, Division 20, Chapter 6.7 Is Connected To The Tank System 490-51: No; Other Pipeline Monitoring 490-52: No; Under Dispenser Containment (UDC) Monitoring 490-54a: No Dispensers; Periodic System Testing 490-65: No; Periodic System Testing 490-66: No; Periodic System Testing 490-67: No; Recordkeeping 490-68a: Yes; Recordkeeping 490-68b: Yes; Recordkeeping 490-68c: Yes; Recordkeeping 490-68d: No; Recordkeeping 490-68e: No; Recordkeeping 490-68f: Yes; Recordkeeping 490-68g: Yes; Recordkeeping 490-68h: Yes; Training 490-69a: Yes; Training 490-70: Yes; Personnel Responsibilities 490-72: Wendy Potter; Personnel Responsibilities 490-73: Fuels Facilities Supervisor; Personnel Responsibilities 490-74: Susan Stewart; Personnel Responsibilities 490-75: Deputy Chief, Environmental; UST Monitoring Plan Certification / Applicant Information 490-76: Tank Owner/Operator; UST Monitoring Plan Certification / Applicant Information 490-78: Susan Stewart; UST Monitoring Plan Certification / Applicant Information 490-79: Tanks Compliance Manager | 2024-07-09 10:41 | 2024-07-09 15:05 | Jason Hempsmyer | Yuba County Environmental Health Department | CUPA
10172821 | 58-000-HM0900 | Beale Air Force Base | 90127726 | BAFB 9th CES Pumphouse #1, Liquid Fuels Storage | Flightline, Bldg #1017 | Beale Afb | 95903 | Confirmed/Updated Information | 1017-4 | 10172821-004 | unknown | A Stand-alone Tank | 50000 | 1954-01-01 |  |  | 1 |  | Airport Hydrant System |  | Jet Fuel |  |  | Single Wall | Steel |  | None |  | Yes | No | Yes | No | Single-walled | Pressure | Steel |  | None |  | None | Steel |  | None |  | None | Steel |  | None |  | Steel |  | None |  | Fill Components Installed 451-a: No; Fill Components Installed 451-b: No; Fill Components Installed 451-c: No; Under Dispenser Containment (UDC) 469a: No Dispensers; Corrosion Prevention 448a: No; Corrosion Prevention 448b: Yes; Corrosion Prevention 448c: No; UST Tank Certification / Applicant Information 471: Elizabeth Scott; UST Tank Certification / Applicant Information 472: Tanks Manager; Equipment Testing and Preventive Maintenance 490-3a: Annually; Site Plot Plan Submitted 490-4: Site Plan Previously Submitted; Continuous Electronic Tank Monitoring 490-5: No; Automatic Tank Gauging 490-11: Yes; Automatic Tank Gauging 490-12: Varec, Inc.; Automatic Tank Gauging 490-13: FuelsManager Defense; Automatic Tank Gauging 490-14: MTS Systems Corp.; Automatic Tank Gauging 490-15: MTS-DDA8; Automatic Tank Gauging 490-16: Monthly; Automatic Tank Gauging 490-18: 0.2 GPH; Monthly Statistical Inventory Reconciliation 490-20: No; Weekly Manual Tank Gauge 490-21: No; Tank Integrity Testing 490-23: Yes; Tank Integrity Testing 490-24: Other; Other Tank Monitoring 490-26: No; Continuous Monitoring of Piping Secondary Containment 490-28: No; Mechanical Line Leak Detector Performs 3 GPH Leak Test 490-36: No; Electronic Line Leak Detector Performs 3 GPH Leak Test 490-39: No; Pipeline Integrity Testing 490-45: Yes; Pipeline Integrity Testing 490-46: Annually; Visual Pipeline Monitoring 490-48: No; Suction Piping Meets Exemption Criteria 490-50: No; No Regulated Piping Per Health and Safety Code, Division 20, Chapter 6.7 Is Connected To The Tank System 490-51: No; Other Pipeline Monitoring 490-52: No; Under Dispenser Containment (UDC) Monitoring 490-54a: No Dispensers; Periodic System Testing 490-65: No; Periodic System Testing 490-66: No; Periodic System Testing 490-67: No; Recordkeeping 490-68a: Yes; Recordkeeping 490-68b: Yes; Recordkeeping 490-68c: Yes; Recordkeeping 490-68d: No; Recordkeeping 490-68e: No; Recordkeeping 490-68f: Yes; Recordkeeping 490-68g: Yes; Recordkeeping 490-68h: Yes; Training 490-69a: Yes; Training 490-70: Yes; Personnel Responsibilities 490-72: Wendy Potter; Personnel Responsibilities 490-73: Fuels Facilities Supervisor; Personnel Responsibilities 490-74: Susan Stewart; Personnel Responsibilities 490-75: Deputy Chief, Environmental; UST Monitoring Plan Certification / Applicant Information 490-76: Tank Owner/Operator; UST Monitoring Plan Certification / Applicant Information 490-78: Susan Stewart; UST Monitoring Plan Certification / Applicant Information 490-79: Tanks Compliance Manager | 2024-07-09 10:41 | 2024-07-09 15:05 | Jason Hempsmyer | Yuba County Environmental Health Department | CUPA
10172821 | 58-000-HM0900 | Beale Air Force Base | 90127726 | BAFB 9th CES Pumphouse #1, Liquid Fuels Storage | Flightline, Bldg #1017 | Beale Afb | 95903 | Confirmed/Updated Information | 1017-7 | 10172821-007 | unknown | A Stand-alone Tank | 50000 | 1954-01-01 |  |  | 1 |  | Airport Hydrant System |  | Jet Fuel |  |  | Single Wall | Steel |  | None |  | Yes | No | Yes | No | Single-walled | Pressure | Steel |  | None |  | None | Steel |  | None |  | None | Steel |  | None |  | Steel |  | None |  | Fill Components Installed 451-a: No; Fill Components Installed 451-b: No; Fill Components Installed 451-c: No; Under Dispenser Containment (UDC) 469a: No Dispensers; Corrosion Prevention 448a: No; Corrosion Prevention 448b: Yes; Corrosion Prevention 448c: No; UST Tank Certification / Applicant Information 471: Elizabeth Scott; UST Tank Certification / Applicant Information 472: Tanks Manager; Equipment Testing and Preventive Maintenance 490-3a: Annually; Site Plot Plan Submitted 490-4: Site Plan Previously Submitted; Continuous Electronic Tank Monitoring 490-5: No; Automatic Tank Gauging 490-11: Yes; Automatic Tank Gauging 490-12: Varec, Inc.; Automatic Tank Gauging 490-13: FuelsManager Defense; Automatic Tank Gauging 490-14: MTS Systems Corp.; Automatic Tank Gauging 490-15: MTS-DDA8; Automatic Tank Gauging 490-16: Monthly; Automatic Tank Gauging 490-18: 0.2 GPH; Monthly Statistical Inventory Reconciliation 490-20: No; Weekly Manual Tank Gauge 490-21: No; Tank Integrity Testing 490-23: Yes; Tank Integrity Testing 490-24: Other; Other Tank Monitoring 490-26: No; Continuous Monitoring of Piping Secondary Containment 490-28: No; Mechanical Line Leak Detector Performs 3 GPH Leak Test 490-36: No; Electronic Line Leak Detector Performs 3 GPH Leak Test 490-39: No; Pipeline Integrity Testing 490-45: Yes; Pipeline Integrity Testing 490-46: Annually; Visual Pipeline Monitoring 490-48: No; Suction Piping Meets Exemption Criteria 490-50: No; No Regulated Piping Per Health and Safety Code, Division 20, Chapter 6.7 Is Connected To The Tank System 490-51: No; Other Pipeline Monitoring 490-52: No; Under Dispenser Containment (UDC) Monitoring 490-54a: No Dispensers; Periodic System Testing 490-65: No; Periodic System Testing 490-66: No; Periodic System Testing 490-67: No; Recordkeeping 490-68a: Yes; Recordkeeping 490-68b: Yes; Recordkeeping 490-68c: Yes; Recordkeeping 490-68d: No; Recordkeeping 490-68e: No; Recordkeeping 490-68f: Yes; Recordkeeping 490-68g: Yes; Recordkeeping 490-68h: Yes; Training 490-69a: Yes; Training 490-70: Yes; Personnel Responsibilities 490-72: Wendy Potter; Personnel Responsibilities 490-73: Fuels Facilities Supervisor; Personnel Responsibilities 490-74: Susan Stewart; Personnel Responsibilities 490-75: Deputy Chief, Environmental; UST Monitoring Plan Certification / Applicant Information 490-76: Tank Owner/Operator; UST Monitoring Plan Certification / Applicant Information 490-78: Susan Stewart; UST Monitoring Plan Certification / Applicant Information 490-79: Tanks Compliance Manager | 2024-07-09 10:41 | 2024-07-09 15:05 | Jason Hempsmyer | Yuba County Environmental Health Department | CUPA
10172821 | 58-000-HM0900 | Beale Air Force Base | 90127726 | BAFB 9th CES Pumphouse #1, Liquid Fuels Storage | Flightline, Bldg #1017 | Beale Afb | 95903 | Confirmed/Updated Information | 1017-1 | 10172821-001 | unknown | A Stand-alone Tank | 50000 | 1954-01-01 |  |  | 1 |  | Airport Hydrant System |  | Jet Fuel |  |  | Single Wall | Fiberglass |  | None |  | Yes | No | Yes | No | Single-walled | Pressure | Steel |  | None |  | None | Steel |  | None |  | None | Steel |  | None |  | Steel |  | None |  | Fill Components Installed 451-a: No; Fill Components Installed 451-b: Yes; Fill Components Installed 451-c: No; Under Dispenser Containment (UDC) 469a: No Dispensers; Corrosion Prevention 448a: No; Corrosion Prevention 448b: Yes; Corrosion Prevention 448c: No; UST Tank Certification / Applicant Information 471: Elizabeth Scott; UST Tank Certification / Applicant Information 472: Tanks Manager; Equipment Testing and Preventive Maintenance 490-3a: Annually; Site Plot Plan Submitted 490-4: Site Plan Previously Submitted; Continuous Electronic Tank Monitoring 490-5: No; Automatic Tank Gauging 490-11: Yes; Automatic Tank Gauging 490-12: Varec, Inc.; Automatic Tank Gauging 490-13: FuelsManager Defense; Automatic Tank Gauging 490-14: MTS Systems Corp.; Automatic Tank Gauging 490-15: MTS-DDA8; Automatic Tank Gauging 490-16: Monthly; Automatic Tank Gauging 490-18: 0.2 GPH; Monthly Statistical Inventory Reconciliation 490-20: No; Weekly Manual Tank Gauge 490-21: No; Tank Integrity Testing 490-23: Yes; Tank Integrity Testing 490-24: Other; Other Tank Monitoring 490-26: No; Continuous Monitoring of Piping Secondary Containment 490-28: No; Mechanical Line Leak Detector Performs 3 GPH Leak Test 490-36: No; Electronic Line Leak Detector Performs 3 GPH Leak Test 490-39: No; Pipeline Integrity Testing 490-45: Yes; Pipeline Integrity Testing 490-46: Annually; Visual Pipeline Monitoring 490-48: No; Suction Piping Meets Exemption Criteria 490-50: No; No Regulated Piping Per Health and Safety Code, Division 20, Chapter 6.7 Is Connected To The Tank System 490-51: No; Other Pipeline Monitoring 490-52: No; Under Dispenser Containment (UDC) Monitoring 490-54a: No Dispensers; Periodic System Testing 490-65: No; Periodic System Testing 490-66: No; Periodic System Testing 490-67: No; Recordkeeping 490-68a: Yes; Recordkeeping 490-68b: Yes; Recordkeeping 490-68c: Yes; Recordkeeping 490-68d: No; Recordkeeping 490-68e: No; Recordkeeping 490-68f: Yes; Recordkeeping 490-68g: Yes; Recordkeeping 490-68h: Yes; Training 490-69a: Yes; Training 490-70: Yes; Personnel Responsibilities 490-72: Wendy Potter; Personnel Responsibilities 490-73: Fuels Facilities Supervisor; Personnel Responsibilities 490-74: Susan Stewart; Personnel Responsibilities 490-75: Deputy Chief, Environmental; UST Monitoring Plan Certification / Applicant Information 490-76: Tank Owner/Operator; UST Monitoring Plan Certification / Applicant Information 490-78: Susan Stewart; UST Monitoring Plan Certification / Applicant Information 490-79: Tanks Compliance Manager | 2024-07-09 10:41 | 2024-07-09 15:05 | Jason Hempsmyer | Yuba County Environmental Health Department | CUPA
10172821 | 58-000-HM0900 | Beale Air Force Base | 90127726 | BAFB 9th CES Pumphouse #1, Liquid Fuels Storage | Flightline, Bldg #1017 | Beale Afb | 95903 | Confirmed/Updated Information | 1017-3 | 10172821-003 | unknown | A Stand-alone Tank | 50000 | 1954-01-01 |  |  | 1 |  | Airport Hydrant System |  | Jet Fuel |  |  | Single Wall | Steel |  | None |  | Yes | No | Yes | No | Single-walled | Pressure | Steel |  | None |  | None | Steel |  | None |  | None | Steel |  | None |  | Steel |  | None |  | Fill Components Installed 451-a: No; Fill Components Installed 451-b: No; Fill Components Installed 451-c: No; Under Dispenser Containment (UDC) 469a: No Dispensers; Corrosion Prevention 448a: No; Corrosion Prevention 448b: Yes; Corrosion Prevention 448c: No; UST Tank Certification / Applicant Information 471: Elizabeth Scott; UST Tank Certification / Applicant Information 472: Tanks Manager; Equipment Testing and Preventive Maintenance 490-3a: Annually; Site Plot Plan Submitted 490-4: Site Plan Previously Submitted; Continuous Electronic Tank Monitoring 490-5: No; Automatic Tank Gauging 490-11: Yes; Automatic Tank Gauging 490-12: Varec, Inc.; Automatic Tank Gauging 490-13: FuelsManager Defense; Automatic Tank Gauging 490-14: MTS Systems Corp.; Automatic Tank Gauging 490-15: MTS-DDA8; Automatic Tank Gauging 490-16: Monthly; Automatic Tank Gauging 490-18: 0.2 GPH; Monthly Statistical Inventory Reconciliation 490-20: No; Weekly Manual Tank Gauge 490-21: No; Tank Integrity Testing 490-23: Yes; Tank Integrity Testing 490-24: Other; Other Tank Monitoring 490-26: No; Continuous Monitoring of Piping Secondary Containment 490-28: No; Mechanical Line Leak Detector Performs 3 GPH Leak Test 490-36: No; Electronic Line Leak Detector Performs 3 GPH Leak Test 490-39: No; Pipeline Integrity Testing 490-45: Yes; Pipeline Integrity Testing 490-46: Annually; Visual Pipeline Monitoring 490-48: No; Suction Piping Meets Exemption Criteria 490-50: No; No Regulated Piping Per Health and Safety Code, Division 20, Chapter 6.7 Is Connected To The Tank System 490-51: No; Other Pipeline Monitoring 490-52: No; Under Dispenser Containment (UDC) Monitoring 490-54a: No Dispensers; Periodic System Testing 490-65: No; Periodic System Testing 490-66: No; Periodic System Testing 490-67: No; Recordkeeping 490-68a: Yes; Recordkeeping 490-68b: Yes; Recordkeeping 490-68c: Yes; Recordkeeping 490-68d: No; Recordkeeping 490-68e: No; Recordkeeping 490-68f: Yes; Recordkeeping 490-68g: Yes; Recordkeeping 490-68h: Yes; Training 490-69a: Yes; Training 490-70: Yes; Personnel Responsibilities 490-72: Wendy Potter; Personnel Responsibilities 490-73: Fuels Facilities Supervisor; Personnel Responsibilities 490-74: Susan Stewart; Personnel Responsibilities 490-75: Deputy Chief, Environmental; UST Monitoring Plan Certification / Applicant Information 490-76: Tank Owner/Operator; UST Monitoring Plan Certification / Applicant Information 490-78: Susan Stewart; UST Monitoring Plan Certification / Applicant Information 490-79: Tanks Compliance Manager | 2024-07-09 10:41 | 2024-07-09 15:05 | Jason Hempsmyer | Yuba County Environmental Health Department | CUPA
10399768 | 58-000-HM0846 | Yuba County CUPA Non-Regulated/Not Applicable Facilities | 99995800 | United #5422 | 6000 Lindhurst Ave | Marysville | 95901 | Confirmed/Updated Information | M795164-2 | 10399768-002 | Elutron | One in a Compartmented Unit | 7500 | 2000-11-01 |  |  | 2 |  | Motor Vehicle Fueling |  | Premium Unleaded |  |  | Double Wall | Steel |  | Steel |  | Yes | No | No | No | Double-walled | Pressure | Flexible |  | Flexible |  | Single-walled | Fiberglass |  | None |  | None | Fiberglass |  | None |  | Steel |  | Fiberglass |  | Yes | Yes | No | Single-walled | Rigid Plastic |  | No | No | Yes |  | Allen Faass | California Compliance Manager | Annually |  | Site Plan Previously Submitted | Yes | Dry | Veeder Root | TLS-350 | Veeder Root | 420-Bell | No | [8 empty] | No | No |  | Yes | Other |  | No |  | Yes | Dry | Veeder Root | TLS-350 | Veeder Root | 208-Float | Yes | Yes | Yes | Red Jacket | FX-IV | No | [5 empty] | Yes | Every 3 Years |  | Yes |  | No | No | No |  | Continuous |  | Veeder Root | TLS-350 | Veeder Root | 208-Float | Yes | Yes | Yes | Yes | Single-walled |  |  | No | Yes | Yes | Yes | Yes | Yes | No | No | No | No | Yes | Yes | [8 empty] | Yes |  | Tom Robins | Staff Geologist | Stephanie Ferguson | Compliance Manager | Authorized Representative of Owner |  | Allen Faass | California Compliance Manager | 2021-01-11 12:24 | 2021-10-29 10:37 | Jason Hempsmyer | Yuba County Environmental Health Department | CUPA
10399768 | 58-000-HM0846 | Yuba County CUPA Non-Regulated/Not Applicable Facilities | 99995800 | United #5422 | 6000 Lindhurst Ave | Marysville | 95901 | Confirmed/Updated Information | M795163-1 | 10399768-001 | Elutron | A Stand-alone Tank | 20000 | 2000-11-01 |  |  | 1 |  | Motor Vehicle Fueling |  | Regular Unleaded |  |  | Double Wall | Steel |  | Steel |  | Yes | No | No | No | Double-walled | Pressure | Flexible |  | Flexible |  | Single-walled | Fiberglass |  | None |  | None | Fiberglass |  | None |  | Steel |  | Fiberglass |  | Yes | Yes | No | Single-walled | Rigid Plastic |  | No | No | Yes |  | Allen Faass | California Compliance Manager | Annually |  | Site Plan Previously Submitted | Yes | Dry | Veeder Root | TLS-350 | Veeder Root | 420-Bell | No | [8 empty] | No | No |  | Yes | Other |  | No |  | Yes | Dry | Veeder Root | TLS-350 | Veeder Root | 208-Float | Yes | Yes | Yes | Red Jacket | FX-IV | No | [5 empty] | Yes | Every 3 Years |  | Yes |  | No | No | No |  | Continuous |  | Veeder Root | TLS-350 | Veeder Root | 208-Float | Yes | Yes | Yes | Yes | Single-walled |  |  | No | Yes | Yes | Yes | Yes | Yes | No | No | No | No | Yes | Yes | [8 empty] | Yes |  | Tom Robins | Staff Geologist | Stephanie Ferguson | Compliance Manager | Authorized Representative of Owner |  | Allen Faass | California Compliance Manager | 2021-01-11 12:24 | 2021-10-29 10:37 | Jason Hempsmyer | Yuba County Environmental Health Department | CUPA
10399768 | 58-000-HM0846 | Yuba County CUPA Non-Regulated/Not Applicable Facilities | 99995800 | United #5422 | 6000 Lindhurst Ave | Marysville | 95901 | Confirmed/Updated Information | M795164-3 | 10399768-003 | Elutron | One in a Compartmented Unit | 7500 | 2000-11-01 |  |  | 2 |  | Motor Vehicle Fueling |  | Diesel |  |  | Double Wall | Steel |  | Steel |  | Yes | No | No | No | Double-walled | Pressure | Flexible |  | Flexible |  | Single-walled | Fiberglass |  | None |  | None | Fiberglass |  | None |  | Steel |  | Fiberglass |  | Yes | Yes | No | Single-walled | Rigid Plastic |  | No | No | Yes |  | Allen Faass | California Compliance Manager | Annually |  | Site Plan Previously Submitted | Yes | Dry | Veeder Root | TLS-350 | Veeder Root | 420-Bell | No | [8 empty] | No | No |  | Yes | Other |  | No |  | Yes | Dry | Veeder Root | TLS-350 | Veeder Root | 208-Float | Yes | Yes | Yes | VMI | Vaporless LD2000 | No | [5 empty] | No |  |  | Yes |  | No | No | No |  | Continuous |  | Veeder Root | TLS-350 | Veeder Root | 208-Float | Yes | Yes | Yes | Yes | Single-walled |  |  | No | Yes | Yes | Yes | Yes | Yes | No | No | No | No | Yes | Yes | [8 empty] | Yes |  | Tom Robins | Staff Geologist | Stephanie Ferguson | Compliance Manager |  |  | Allen Faass | California Compliance Manager | 2021-01-11 12:24 | 2021-10-29 10:37 | Jason Hempsmyer | Yuba County Environmental Health Department | CUPA
10459993 | 58-000-HM0857 | Plumas Stop N Shop | 90397918 | Plumas Stop N Shop | 2297 River Oaks Blvd | Plumas Lake | 95961 | Confirmed/Updated Information | 3 | 10459993-003 | Xerxes | One in a Compartmented Unit | 8000 | 2013-04-25 |  |  | 2 |  | Motor Vehicle Fueling |  | Premium Unleaded |  |  | Double Wall | Fiberglass |  | Fiberglass |  | No | No | Yes | No | Double-walled | Pressure | Fiberglass |  | Fiberglass |  | Double-walled | Fiberglass |  | Fiberglass |  | Double-walled | Fiberglass |  | Fiberglass |  | Steel |  | Fiberglass |  | Yes | Yes | Yes | Double-walled | Fiberglass |  | No | No | No |  | Paramjit Lally | Owner | Annually |  | New Plan Submitted | Yes | Liquid-Filled | Veeder-Root | TLS-350 | Veeder-Root | 303-Bell | No | [8 empty] | No | No |  | No |  |  | No |  | Yes | Under Vacuum | Veeder-Root | TLS-350 | Veeder-Root | Smart Sensor/ 208-Float | Yes | Yes | Yes | VMI | Vaporless LD2000 | No | [5 empty] | No |  |  | No |  | No | No | No |  | Continuous |  | Veeder-Root | TLS-350 | Veeder-Root | 208-Float/ 304-Bell | Yes | Yes | Yes | Yes | Double-walled | Liquid | Yes | No | No | Yes | Yes | Yes | No | No | No | No | No | No | Yes | [8 empty] | Yes |  | Paramjit Lally | Owner | Paul Lally | Owner | Tank Owner/Operator |  | Paramjit Lally | Owner | 2024-04-02 09:25 | 2024-04-05 14:39 | Jason Hempsmyer | Yuba County Environmental Health Department | CUPA
10459993 | 58-000-HM0857 | Plumas Stop N Shop | 90397918 | Plumas Stop N Shop | 2297 River Oaks Blvd | Plumas Lake | 95961 | Confirmed/Updated Information | 2 | 10459993-007 | Xerxes | One in a Compartmented Unit | 12000 | 2013-04-25 |  |  | 2 |  | Motor Vehicle Fueling |  | Diesel |  |  | Double Wall | Fiberglass |  | Fiberglass |  | No | No | Yes | No | Double-walled | Pressure | Fiberglass |  | Fiberglass |  | Double-walled | Fiberglass |  | Fiberglass |  | Double-walled | Fiberglass |  | Fiberglass |  | Steel |  | Fiberglass |  | Yes | Yes | Yes | Double-walled | Fiberglass |  | No | No | No |  |  |  | Annually |  | New Plan Submitted | Yes | Liquid-Filled | Veeder-Root | TLS-350 | Veeder-Root | 303-Bell | No | [8 empty] | No | No |  | No |  |  | No |  | Yes | Under Vacuum | Veeder-Root | TLS-350 | Veeder-Root | Smart Sensor/ 208-Float | Yes | Yes | Yes | VMI | Vaporless LD2000 | No | [5 empty] | No |  |  | No |  | No | No | No |  | Continuous |  | Veeder-Root | TLS-350 | Veeder-Root | 208-Float/ 304-Bell | Yes | Yes | Yes | Yes | Double-walled | Liquid | Yes | No | No | Yes | Yes | Yes | No | No | No | No | No | No | Yes | [8 empty] | Yes |  | Paramjit Lally | Owner | Paul Lally | Owner | Tank Owner/Operator |  | Paramjit Lally | Owner | 2024-04-02 09:25 | 2024-04-05 14:39 | Jason Hempsmyer | Yuba County Environmental Health Department | CUPA
10459993 | 58-000-HM0857 | Plumas Stop N Shop | 90397918 | Plumas Stop N Shop | 2297 River Oaks Blvd | Plumas Lake | 95961 | Confirmed/Updated Information | 1 | 10459993-001 | Xerxes | A Stand-alone Tank | 20000 | 2013-04-25 |  |  | 1 |  | Motor Vehicle Fueling |  | Regular Unleaded |  |  | Double Wall | Fiberglass |  | Fiberglass |  | No | No | Yes | No | Double-walled | Pressure | Fiberglass |  | Fiberglass |  | Double-walled | Fiberglass |  | Fiberglass |  | Double-walled | Fiberglass |  | Fiberglass |  | Steel |  | Fiberglass |  | Yes | Yes | Yes | Double-walled | Fiberglass |  | No | No | No |  | Paramjit Lally | Owner | Annually |  | New Plan Submitted | Yes | Liquid-Filled | Veeder-Root | TLS-350 | Veeder-Root | 303-Bell | No | [8 empty] | No | No |  | No |  |  | No |  | Yes | Under Vacuum | Veeder-Root | TLS-350 | Veeder-Root | Smart Sensor/ 208-Float | Yes | Yes | Yes | VMI | Vaporless LD2000 | No | [5 empty] | No |  |  | No |  | No | No | No |  | Continuous |  | Veeder-Root | TLS-350 | Veeder-Root | 208-Float/ 304-Bell | Yes | Yes | Yes | Yes | Double-walled | Liquid | Yes | No | No | Yes | Yes | Yes | No | No | No | No | No | No | Yes | [8 empty] | Yes |  | Paramjit Lally | Owner | Paul Lally | Owner | Tank Owner/Operator |  | Paramjit Lally | Owner | 2024-04-02 09:25 | 2024-04-05 14:39 | Jason Hempsmyer | Yuba County Environmental Health Department | CUPA
10774288 | 58-000-HM0890 | Plumas Stop N Shop #2 | 90723088 | Plumas Stop N Shop #2 | 869 River Oaks Blvd | Olivehurst | 95961 | Confirmed/Updated Information | HM0890-3 | 10774288-003 | Xerxes | One in a Compartmented Unit | 8000 | 2017-07-25 |  |  | 2 |  | Motor Vehicle Fueling |  | Diesel |  |  | Double Wall | Fiberglass |  | Fiberglass |  | No | No | Yes | No | Double-walled | Pressure | Fiberglass |  | Fiberglass |  | Double-walled | Fiberglass |  | Fiberglass |  | Double-walled | Fiberglass |  | Fiberglass |  | Steel |  | Fiberglass |  | Yes | Yes | Yes | Double-walled | Fiberglass |  | No | No | No |  |  |  | Annually |  | New Plan Submitted | Yes | Liquid-Filled | Veeder-Root | TLS-350 | Veeder-Root | 303 | No | [8 empty] | No | No |  | No |  |  | No |  | Yes | Under Vacuum | Veeder-Foot | TLS-350 | Veeder-Root | Smart Sensor | Yes | Yes | Yes | Veeder-Root | Red Jacket XIV | No | [5 empty] | No |  |  | No |  | No | No | No |  | Continuous |  | Veeder Root | TLS-350 | Veeder-Root | 208 | Yes | Yes | Yes | Yes | Double-walled | Liquid | Yes | No | No | Yes | Yes | Yes | No | No | No | No | No | No | Yes | [8 empty] | Yes |  | Palwinder Lally | Owner | Sukhwinder Lally | Owner |  |  |  |  | 2024-04-01 14:52 | 2024-04-19 11:42 | Jason Hempsmyer | Yuba County Environmental Health Department | CUPA
10774288 | 58-000-HM0890 | Plumas Stop N Shop #2 | 90723088 | Plumas Stop N Shop #2 | 869 River Oaks Blvd | Olivehurst | 95961 | Confirmed/Updated Information | HM0890-1 | 10774288-001 | Xerxes | A Stand-alone Tank | 20000 | 2017-07-25 |  |  | 1 |  | Motor Vehicle Fueling |  | Regular Unleaded |  |  | Double Wall | Fiberglass |  | Fiberglass |  | No | No | Yes | No | Double-walled | Pressure | Fiberglass |  | Fiberglass |  | Double-walled | Fiberglass |  | Fiberglass |  | Double-walled | Fiberglass |  | Fiberglass |  | Steel |  | Fiberglass |  | Yes | Yes | Yes | Double-walled | Fiberglass |  | No | No | No |  |  |  | Annually |  | New Plan Submitted | Yes | Liquid-Filled | Veeder-Root | TLS-350 | Veeder-Root | 303 | No | [8 empty] | No | No |  | No |  |  | No |  | Yes | Under Vacuum | Veeder-Foot | TLS-350 | Veeder-Root | Smart Sensor | Yes | Yes | Yes | Veeder-Root | Red Jacket XIV | No | [5 empty] | No |  |  | No |  | No | No | No |  | Continuous |  | Veeder Root | TLS-350 | Veeder-Root | 208 | Yes | Yes | Yes | Yes | Double-walled | Liquid | Yes | No | No | Yes | Yes | Yes | No | No | No | No | No | No | Yes | [8 empty] | Yes |  | Palwinder Lally | Owner | Sukhwinder Lally | Owner |  |  |  |  | 2024-04-01 14:52 | 2024-04-19 11:42 | Jason Hempsmyer | Yuba County Environmental Health Department | CUPA
10774288 | 58-000-HM0890 | Plumas Stop N Shop #2 | 90723088 | Plumas Stop N Shop #2 | 869 River Oaks Blvd | Olivehurst | 95961 | Confirmed/Updated Information | HM0890-2 | 10774288-002 | Xerxes | One in a Compartmented Unit | 12000 | 2017-07-25 |  |  | 2 |  | Motor Vehicle Fueling |  | Diesel |  |  | Double Wall | Fiberglass |  | Fiberglass |  | No | No | Yes | No | Double-walled | Pressure | Fiberglass |  | Fiberglass |  | Double-walled | Fiberglass |  | Fiberglass |  | Double-walled | Fiberglass |  | Fiberglass |  | Steel |  | Fiberglass |  | Yes | Yes | Yes | Double-walled | Fiberglass |  | No | No | No |  |  |  | Annually |  | New Plan Submitted | Yes | Liquid-Filled | Veeder-Root | TLS-350 | Veeder-Root | 303 | No | [8 empty] | No | No |  | No |  |  | No |  | Yes | Under Vacuum | Veeder-Foot | TLS-350 | Veeder-Root | Smart Sensor | Yes | Yes | Yes | Veeder-Root | Red Jacket XIV | No | [5 empty] | No |  |  | No |  | No | No | No |  | Continuous |  | Veeder Root | TLS-350 | Veeder-Root | 208 | Yes | Yes | Yes | Yes | Double-walled | Liquid | Yes | No | No | Yes | Yes | Yes | No | No | No | No | No | No | Yes | [8 empty] | Yes |  | Palwinder Lally | Owner | Sukhwinder Lally | Owner |  |  |  |  | 2024-04-01 14:52 | 2024-04-19 11:42 | Jason Hempsmyer | Yuba County Environmental Health Department | CUPA
10829854 |  | Olivehurst AM/PM | 90764893 | Olivehurst AM/PM | 5079 Powerline Rd | Olivehurst | 95961 | Confirmed/Updated Information | 2 | 10829854-002 | Xerxes | One in a Compartmented Unit | 12000 | 2019-04-22 |  |  | 2 |  | Motor Vehicle Fueling |  | Premium Unleaded |  |  | Double Wall | Fiberglass |  | Fiberglass |  | No | No | Yes | No | Double-walled | Pressure | Fiberglass |  | Fiberglass |  | Double-walled | Fiberglass |  | Fiberglass |  | Double-walled | Fiberglass |  | Fiberglass |  | Steel |  | Fiberglass |  | Yes | Yes | Yes | Double-walled | Fiberglass |  | No | No | Yes |  |  |  | Annually |  | Site Plan Previously Submitted | Yes | Liquid-Filled | Veeder Root | TLS-350 Plus | Veeder Root | 794380-303 | No | [8 empty] | No | No |  | No |  |  | No |  | Yes | Under Vacuum | Veeder Root | TLS-350 Plus | Veeder Root | 794380-208/794380-304/857280-100 | Yes | Yes | No |  |  | Yes | Veeder Root | 848480-001 |  | Yes | Yes | No |  |  | No |  | No | No | No |  | Continuous |  | Veeder Root | TLS-350 Plus | Veeder Root | 794380-304/794380-208 | Yes | Yes | Yes | No | Double-walled | Liquid | Yes | No | No | Yes | Yes | No | No | No | No | No | No | Yes | Yes | [7 empty] | UST Monitoring Plan, Operating Manuals | Yes |  | Karmjit Kalkat | Owner | Narinder Mundi | Manager |  |  |  |  | 2023-12-04 13:26 | 2023-12-12 09:07 | Jason Hempsmyer | Yuba County Environmental Health Department | CUPA
10829854 |  | Olivehurst AM/PM | 90764893 | Olivehurst AM/PM | 5079 Powerline Rd | Olivehurst | 95961 | Confirmed/Updated Information | 3 | 10829854-003 | Xerxes | One in a Compartmented Unit | 10000 | 2019-04-22 |  |  | 2 |  | Motor Vehicle Fueling |  | Diesel |  |  | Double Wall | Fiberglass |  | Fiberglass |  | Yes | No | No | No | Double-walled | Pressure | Fiberglass |  | Fiberglass |  | Double-walled | Fiberglass |  | Fiberglass |  | Double-walled | None |  | None |  | Steel |  | Fiberglass |  | Yes | Yes | Yes | Double-walled | Fiberglass |  | No | No | Yes |  |  |  | Annually |  | Site Plan Previously Submitted | Yes | Liquid-Filled | Veeder Root | TLS-350 Plus | Veeder Root | 794380-303 | No | [8 empty] | No | No |  | No |  |  | No |  | Yes | Under Vacuum | Veeder Root | TLS-350 Plus | Veeder Root | 794380-208/794380-304/857280-100 | Yes | Yes | No |  |  | Yes | Veeder Root | 848480-001 |  | Yes | Yes | No |  |  | No |  | No | No | No |  | Continuous |  | Veeder Root | TLS-350 Plus | Veeder Root | 794380-304/794380-208 | Yes | Yes | Yes | No | Double-walled | Liquid | Yes | No | No | Yes | Yes | No | No | No | No | No | No | Yes | Yes | [7 empty] | UST Monitoring Plan, Operating Manuals | Yes |  | Karmjit Kalkat | Owner | Narinder Mundi | Manager |  |  |  |  | 2023-12-04 13:26 | 2023-12-12 09:07 | Jason Hempsmyer | Yuba County Environmental Health Department | CUPA
10829854 |  | Olivehurst AM/PM | 90764893 | Olivehurst AM/PM | 5079 Powerline Rd | Olivehurst | 95961 | Confirmed/Updated Information | 1 | 10829854-001 | Xerxes | A Stand-alone Tank | 25000 | 2019-04-22 |  |  | 1 |  | Motor Vehicle Fueling |  | Regular Unleaded |  |  | Double Wall | Fiberglass |  | Fiberglass |  | No | No | Yes | No | Double-walled | Pressure | Fiberglass |  | Fiberglass |  | Double-walled | Fiberglass |  | Fiberglass |  | Double-walled | Fiberglass |  | Fiberglass |  | Steel |  | Fiberglass |  | Yes | Yes | Yes | Double-walled | Fiberglass |  | No | No | Yes |  |  |  | Annually |  | Site Plan Previously Submitted | Yes | Liquid-Filled | Veeder Root | TLS-350 Plus | Veeder Root | 794380-303 | No | [8 empty] | No | No |  | No |  |  | No |  | Yes | Under Vacuum | Veeder Root | TLS-350 Plus | Veeder Root | 794380-208/794380-304/857280-100 | Yes | Yes | No |  |  | Yes | Veeder Root | 848480-001 |  | Yes | Yes | No |  |  | No |  | No | No | No |  | Continuous |  | Veeder Root | TLS-350 Plus | Veeder Root | 794380-304/794380-208 | Yes | Yes | Yes | No | Double-walled | Liquid | Yes | No | No | Yes | Yes | No | No | No | No | No | No | Yes | Yes | [7 empty] | UST Monitoring Plan, Operating Manuals | Yes |  | Karmjit Kalkat | Owner | Narinder Mundi | Manager |  |  |  |  | 2023-12-04 13:26 | 2023-12-12 09:07 | Jason Hempsmyer | Yuba County Environmental Health Department | CUPA
10868287 |  | Walmart | 90000097 | Walmart #5136 - Fueling Station | 1133 N Beale Rd | Marysville | 95901 | Confirmed/Updated Information | T2A | 10868287-002 | Xerxes | One in a Compartmented Unit | 12000 | 2020-11-02 |  |  | 2 |  | Motor Vehicle Fueling |  | Regular Unleaded |  |  | Double Wall | Fiberglass |  | Fiberglass |  | No | No | Yes | No | Double-walled | Pressure | Fiberglass |  | Fiberglass |  | Double-walled | Fiberglass |  | Fiberglass |  | Double-walled | Fiberglass |  | Fiberglass |  | Other |  | None |  | Yes | Yes | Yes | Double-walled | Fiberglass |  | No | No | Yes |  |  |  | Annually |  | Site Plan Previously Submitted | Yes | Liquid-Filled | Veeder Root | TLS-450 Plus | Veeder Root | 794380-303 | No | [8 empty] | No | No |  | No |  |  | No |  | Yes | Liquid | Veeder Root | TLS-450 Plus | Veeder Root | 794380-208/304 | Yes | Yes | Yes | Red Jacket | 116056-5-FX1V | No | [5 empty] | No |  |  | No |  | No | No | No |  | Continuous |  | Veeder Root | TLS-450 Plus | Veeder Root | 0794380-208/304 | Yes | Yes | Yes | Yes | Double-walled | Liquid | Yes | No | Yes | Yes | Yes | Yes | No | No | No | No | No | Yes | Yes | [7 empty] | Designated Operator Training performed annually; HMBP reviewed annually | No |  | Manager on Duty | Manager on Duty | 24-Hour Alarm Central | [5 empty] | 2024-05-22 18:36 | 2024-05-24 09:56 | Jason Hempsmyer | Yuba County Environmental Health Department | CUPA
10868287 |  | Walmart | 90000097 | Walmart #5136 - Fueling Station | 1133 N Beale Rd | Marysville | 95901 | Confirmed/Updated Information | T3 | 10868287-004 | Xerxes | A Stand-alone Tank | 10000 | 2020-11-02 |  |  | 1 |  | Motor Vehicle Fueling |  | Diesel |  |  | Double Wall | Fiberglass |  | Fiberglass |  | No | No | Yes | No | Double-walled | Pressure | Fiberglass |  | Fiberglass |  | Double-walled | Fiberglass |  | Fiberglass |  | Double-walled | None |  | None |  | Other |  | None |  | Yes | Yes | Yes | Double-walled | Fiberglass |  | No | No | Yes |  |  |  | Annually |  | Site Plan Previously Submitted | Yes | Liquid-Filled | Veeder Root | TLS-450 Plus | Veeder Root | 794380-303 | No | [8 empty] | No | No |  | No |  |  | No |  | Yes | Liquid | Veeder Root | TLS-450 Plus | Veeder Root | 794380-208/304 | Yes | Yes | Yes | Red Jacket | 116058-5-FX1DV | No | [5 empty] | No |  |  | No |  | No | No | No |  | Continuous |  | Veeder Root | TLS-450 Plus | Veeder Root | 0794380-208/304 | Yes | Yes | Yes | Yes | Double-walled | Liquid | Yes | No | Yes | Yes | Yes | Yes | No | No | No | No | No | Yes | Yes | [7 empty] | Designated Operator Training performed annually; HMBP reviewed annually | No |  | Manager on Duty | Manager on Duty | 24-Hour Alarm Central | [5 empty] | 2024-05-22 18:36 | 2024-05-24 09:56 | Jason Hempsmyer | Yuba County Environmental Health Department | CUPA
10868287 |  | Walmart | 90000097 | Walmart #5136 - Fueling Station | 1133 N Beale Rd | Marysville | 95901 | Confirmed/Updated Information | T2B | 10868287-003 | Xerxes | One in a Compartmented Unit | 8000 | 2020-11-02 |  |  | 2 |  | Motor Vehicle Fueling |  | Premium Unleaded |  |  | Double Wall | Fiberglass |  | Fiberglass |  | No | No | Yes | No | Double-walled | Pressure | Fiberglass |  | Fiberglass |  | Double-walled | Fiberglass |  | Fiberglass |  | Double-walled | Fiberglass |  | Fiberglass |  | Other |  | None |  | Yes | Yes | Yes | Double-walled | Fiberglass |  | No | No | Yes |  |  |  | Annually |  | Site Plan Previously Submitted | Yes | Liquid-Filled | Veeder Root | TLS-450 Plus | Veeder Root | 794380-303 | No | [8 empty] | No | No |  | No |  |  | No |  | Yes | Liquid | Veeder Root | TLS-450 Plus | Veeder Root | 794380-208/304 | Yes | Yes | Yes | Red Jacket | 116056-5-FX1V | No | [5 empty] | No |  |  | No |  | No | No | No |  | Continuous |  | Veeder Root | TLS-450 Plus | Veeder Root | 0794380-208/304 | Yes | Yes | Yes | Yes | Double-walled | Liquid | Yes | No | Yes | Yes | Yes | Yes | No | No | No | No | No | Yes | Yes | [7 empty] | Designated Operator Training performed annually; HMBP reviewed annually | No |  | Manager on Duty | Manager on Duty | 24-Hour Alarm Central | [5 empty] | 2024-05-22 18:36 | 2024-05-24 09:56 | Jason Hempsmyer | Yuba County Environmental Health Department | CUPA
10868287 |  | Walmart | 90000097 | Walmart #5136 - Fueling Station | 1133 N Beale Rd | Marysville | 95901 | Confirmed/Updated Information | T1 | 10868287-001 | Xerxes | A Stand-alone Tank | 20000 | 2020-11-02 |  |  | 1 |  | Motor Vehicle Fueling |  | Regular Unleaded |  |  | Double Wall | Fiberglass |  | Fiberglass |  | No | No | Yes | No | Double-walled | Pressure | Fiberglass |  | Fiberglass |  | Double-walled | Fiberglass |  | Fiberglass |  | Double-walled | Fiberglass |  | Fiberglass |  | Other |  | None |  | Yes | Yes | Yes | Double-walled | Fiberglass |  | No | No | Yes |  |  |  | Annually |  | Site Plan Previously Submitted | Yes | Liquid-Filled | Veeder Root | TLS-450 Plus | Veeder Root | 794380-303 | No | [8 empty] | No | No |  | No |  |  | No |  | Yes | Liquid | Veeder Root | TLS-450 Plus | Veeder Root | 794380-208/304 | Yes | Yes | Yes | Red Jacket | 116056-5-FX1V | No | [5 empty] | No |  |  | No |  | No | No | No |  | Continuous |  | Veeder Root | TLS-450 Plus | Veeder Root | 0794380-208/304 | Yes | Yes | Yes | Yes | Double-walled | Liquid | Yes | No | Yes | Yes | Yes | Yes | No | No | No | No | No | Yes | Yes | [7 empty] | Designated Operator Training performed annually; HMBP reviewed annually | No |  | Manager on Duty | Manager on Duty | 24-Hour Alarm Central | [5 empty] | 2024-05-22 18:36 | 2024-05-24 09:56 | Jason Hempsmyer | Yuba County Environmental Health Department | CUPA
10869733 |  | Highway 70 Chevron | 90797905 | Highway 70 Chevron | 5416 Lindhurst Ave | Marysville | 95901 | Confirmed/Updated Information | 1 | 10869733-001 | Containment Solutions | One in a Compartmented Unit | 12000 | 2020-08-13 |  |  | 2 |  | Motor Vehicle Fueling |  | Diesel |  |  | Double Wall | Fiberglass |  | Fiberglass |  | Yes | No | No | No | Double-walled | Pressure | Fiberglass |  | Fiberglass |  | Double-walled | Fiberglass |  | Fiberglass |  | Double-walled | Fiberglass |  | Fiberglass |  | Steel |  | Fiberglass |  | Yes | Yes | Yes | Double-walled | Fiberglass |  | No | No | No |  |  |  | Annually |  | New Plan Submitted | Yes | Liquid-Filled | Veeder Root | TLS-350 | Veeder Root | 303 Float | No | [8 empty] | No | No |  | No |  |  | No |  | Yes | Under Vacuum | Veeder Root | TLS-350 | Veeder Root | Vacuum | Yes | Yes | Yes | Veeder Root | Red Jacket FX-IV | No | [5 empty] | No |  |  | No |  | No | No | No |  | Continuous |  | Veeder Root | TLS-350 | Veeder Root | 208 Float | Yes | Yes | Yes | Yes | Double-walled | Liquid | Yes | No | No | Yes | Yes | Yes | No | No | No | No | No | Yes | Yes | [8 empty] | Yes |  | Tejinder Deol | CEO | Parminder Kaur | Secretary |  |  |  |  | 2023-03-21 11:44 | 2023-06-22 08:40 | Jason Hempsmyer | Yuba County Environmental Health Department | CUPA
10869733 |  | Highway 70 Chevron | 90797905 | Highway 70 Chevron | 5416 Lindhurst Ave | Marysville | 95901 | Confirmed/Updated Information | 2 | 10869733-002 | Containment Solutions | One in a Compartmented Unit | 8000 | 2020-08-13 |  |  | 2 |  | Motor Vehicle Fueling |  | Premium Unleaded |  |  | Double Wall | Fiberglass |  | Fiberglass |  | Yes | No | No | No | Double-walled | Pressure | Fiberglass |  | Fiberglass |  | Double-walled | Fiberglass |  | Fiberglass |  | Double-walled | Fiberglass |  | Fiberglass |  | Steel |  | Fiberglass |  | Yes | Yes | Yes | Double-walled | Fiberglass |  | No | No | No |  |  |  | Annually |  | New Plan Submitted | Yes | Liquid-Filled | Veeder Root | TLS-350 | Veeder Root | 303 Float | No | [8 empty] | No | No |  | No |  |  | No |  | Yes | Under Vacuum | Veeder Root | TLS-350 | Veeder Root | Vacuum | Yes | Yes | Yes | Veeder Root | Red Jacket FX-IV | No | [5 empty] | No |  |  | No |  | No | No | No |  | Continuous |  | Veeder Root | TLS-350 | Veeder Root | 208 Float | Yes | Yes | Yes | Yes | Double-walled | Liquid | Yes | No | No | Yes | Yes | Yes | No | No | No | No | No | Yes | Yes | [8 empty] | Yes |  | Tejinder Deol | CEO | Parminder Kaur | Secretary |  |  |  |  | 2023-03-21 11:44 | 2023-06-22 08:40 | Jason Hempsmyer | Yuba County Environmental Health Department | CUPA
10869733 |  | Highway 70 Chevron | 90797905 | Highway 70 Chevron | 5416 Lindhurst Ave | Marysville | 95901 | Confirmed/Updated Information | 3 | 10869733-003 | Containment Solutions | A Stand-alone Tank | 20000 | 2020-08-13 |  |  | 1 |  | Motor Vehicle Fueling |  | Regular Unleaded |  |  | Double Wall | Fiberglass |  | Fiberglass |  | Yes | No | No | No | Double-walled | Pressure | Fiberglass |  | Fiberglass |  | Double-walled | Fiberglass |  | Fiberglass |  | Double-walled | Fiberglass |  | Fiberglass |  | Steel |  | Fiberglass |  | Yes | Yes | Yes | Double-walled | Fiberglass |  | No | No | No |  |  |  | Annually |  | New Plan Submitted | Yes | Liquid-Filled | Veeder Root | TLS-350 | Veeder Root | 303 Float | No | [8 empty] | No | No |  | No |  |  | No |  | Yes | Under Vacuum | Veeder Root | TLS-350 | Veeder Root | Vacuum | Yes | Yes | Yes | Veeder Root | Red Jacket FX-IV | No | [5 empty] | No |  |  | No |  | No | No | No |  | Continuous |  | Veeder Root | TLS-350 | Veeder Root | 208 Float | Yes | Yes | Yes | Yes | Double-walled | Liquid | Yes | No | No | Yes | Yes | Yes | No | No | No | No | No | Yes | Yes | [8 empty] | Yes |  | Tejinder Deol | CEO | Parminder Kaur | Secretary |  |  |  |  | 2023-03-21 11:44 | 2023-06-22 08:40 | Jason Hempsmyer | Yuba County Environmental Health Department | CUPA
10895878 |  | 7-Eleven Inc. | 90129076 | 7-ELEVEN INC. #41791 | 508 E St | Marysville | 95901 | Confirmed/Updated Information | 2 | 10895878-002 | XERXES | One in a Compartmented Unit | 8000 | 2022-03-16 |  |  | 2 |  | Motor Vehicle Fueling |  | Premium Unleaded |  |  | Double Wall | Fiberglass |  | Fiberglass |  | No | No | Yes | No | Double-walled | Pressure | Fiberglass |  | Fiberglass |  | Double-walled | Fiberglass |  | Fiberglass |  | Double-walled | Fiberglass |  | Fiberglass |  | Steel |  | Fiberglass |  | Yes | Yes | Yes | Double-walled | Fiberglass |  | No | No | Yes |  |  |  | Annually |  | New Plan Submitted | Yes | Liquid-Filled | VEEDER ROOT | TLS-350R | VEEDER ROOT | 794380-303 | No | [8 empty] | No | No |  | No |  |  | No |  | Yes | Under Vacuum | VEEDER ROOT | TLS-350R | VEEDER ROOT | 330020-464 | Yes | Yes | Yes | VAPORLESS (VMI) | LD2000 | No | [5 empty] | No |  |  | No |  | No | No | No |  | Continuous |  | VEEDER ROOT | TLS-350R | VEEDER ROOT | 794380-208/330020-464 | Yes | Yes | Yes | No | Double-walled | Vacuum | Yes | No | No | Yes | Yes | Yes | No | No | No | No | No | Yes | Yes | [8 empty] | Yes | ATG PROBE MAG 1 USED FOR INVENTORY PURPOSES. ALL SUMPS MONITORED BY VEEDER ROOT SENSOR 794380-208. SITE IS CONTINOUSLY MONITORED. ALL SUMP INTERSTITIAL SPACE AND LINES MONITORED UNDER VEEDER ROOT 330020-464 VACUUM SENSOR. | BURKE ALBELDA | ENVIRONMENTAL COMPLIANCE SPECIALIST | TERESA MILES | SENIOR MANAGER, ENVIRONMENTAL COMPLIANCE WEST |  |  |  |  | 2024-01-31 07:38 | 2024-05-01 13:54 | Jason Hempsmyer | Yuba County Environmental Health Department | CUPA
10895878 |  | 7-Eleven Inc. | 90129076 | 7-ELEVEN INC. #41791 | 508 E St | Marysville | 95901 | Confirmed/Updated Information | 1 | 10895878-001 | XERXES | A Stand-alone Tank | 20000 | 2022-03-16 |  |  | 1 |  | Motor Vehicle Fueling |  | Regular Unleaded |  |  | Double Wall | Fiberglass |  | Fiberglass |  | No | No | Yes | No | Double-walled | Pressure | Fiberglass |  | Fiberglass |  | Double-walled | Fiberglass |  | Fiberglass |  | Double-walled | Fiberglass |  | Fiberglass |  | Steel |  | Fiberglass |  | Yes | Yes | Yes | Double-walled | Fiberglass |  | No | No | Yes |  |  |  | Annually |  | New Plan Submitted | Yes | Liquid-Filled | VEEDER ROOT | TLS-350R | VEEDER ROOT | 794380-303 | No | [8 empty] | No | No |  | No |  |  | No |  | Yes | Under Vacuum | VEEDER ROOT | TLS-350R | VEEDER ROOT | 330020-464 | Yes | Yes | Yes | VAPORLESS (VMI) | LD2000 | No | [5 empty] | No |  |  | No |  | No | No | No |  | Continuous |  | VEEDER ROOT | TLS-350R | VEEDER ROOT | 794380-208/330020-464 | Yes | Yes | Yes | No | Double-walled | Vacuum | Yes | No | No | Yes | Yes | Yes | No | No | No | No | No | Yes | Yes | [8 empty] | Yes | ATG PROBE MAG 1 USED FOR INVENTORY PURPOSES. ALL SUMPS MONITORED BY VEEDER ROOT SENSOR 794380-208. SITE IS CONTINOUSLY MONITORED. ALL SUMP INTERSTITIAL SPACE AND LINES MONITORED UNDER VEEDER ROOT 330020-464 VACUUM SENSOR. | BURKE ALBELDA | ENVIRONMENTAL COMPLIANCE SPECIALIST | TERESA MILES | SENIOR MANAGER, ENVIRONMENTAL COMPLIANCE WEST |  |  |  |  | 2024-01-31 07:38 | 2024-05-01 13:54 | Jason Hempsmyer | Yuba County Environmental Health Department | CUPA
10895878 |  | 7-Eleven Inc. | 90129076 | 7-ELEVEN INC. #41791 | 508 E St | Marysville | 95901 | Confirmed/Updated Information | 3 | 10895878-003 | XERXES | One in a Compartmented Unit | 12000 | 2022-03-16 |  |  | 2 |  | Motor Vehicle Fueling |  | Diesel |  |  | Double Wall | Fiberglass |  | Fiberglass |  | No | No | Yes | No | Double-walled | Pressure | Fiberglass |  | Fiberglass |  | Double-walled | Fiberglass |  | Fiberglass |  | Double-walled | None |  | None |  | Steel |  | Fiberglass |  | Yes | Yes | Yes | Double-walled | Fiberglass |  | No | No | Yes |  |  |  | Annually |  | New Plan Submitted | Yes | Liquid-Filled | VEEDER ROOT | TLS-350R | VEEDER ROOT | 794380-303 | No | [8 empty] | No | No |  | No |  |  | No |  | Yes | Under Vacuum | VEEDER ROOT | TLS-350R | VEEDER ROOT | 330020-464 | Yes | Yes | Yes | VAPORLESS (VMI) | LD2000 | No | [5 empty] | No |  |  | No |  | No | No | No |  | Continuous |  | VEEDER ROOT | TLS-350R | VEEDER ROOT | 794380-208/330020-464 | Yes | Yes | Yes | No | Double-walled | Vacuum | Yes | No | No | Yes | Yes | Yes | No | No | No | No | No | Yes | Yes | [8 empty] | Yes | ATG PROBE MAG 1 USED FOR INVENTORY PURPOSES. ALL SUMPS MONITORED BY VEEDER ROOT SENSOR 794380-208. SITE IS CONTINOUSLY MONITORED. ALL SUMP INTERSTITIAL SPACE AND LINES MONITORED UNDER VEEDER ROOT 330020-464 VACUUM SENSOR. | BURKE ALBELDA | ENVIRONMENTAL COMPLIANCE SPECIALIST | TERESA MILES | SENIOR MANAGER, ENVIRONMENTAL COMPLIANCE WEST |  |  |  |  | 2024-01-31 07:38 | 2024-05-01 13:54 | Jason Hempsmyer | Yuba County Environmental Health Department | CUPA
10896211 |  | BK FOODMART 76 STORE | 90180793 | Edgewater 76 | 5512 Edgewater Cir | Marysville | 95901 | Confirmed/Updated Information | 1 | 10896211-001 | Xerxes | A Stand-alone Tank | 20000 | 2021-03-17 |  |  | 1 |  | Motor Vehicle Fueling |  | Regular Unleaded |  |  | Double Wall | Fiberglass |  | Fiberglass |  | No | No | Yes | No | Double-walled | Pressure | Fiberglass |  | Fiberglass |  | Double-walled | Fiberglass |  | Fiberglass |  | Double-walled | Fiberglass |  | Fiberglass |  | Steel |  | Fiberglass |  | Yes | Yes | Yes | Double-walled | Fiberglass |  | No | No | No |  |  |  | Annually |  | New Plan Submitted | Yes | Liquid-Filled | Veeder-Root | TLS-350 | Veeder-Root | 303 | No | [8 empty] | No | No |  | No |  |  | No |  | Yes | Under Vacuum | Veeder-Root | TLS-350 | Veeder-Root | Smart Sensor | Yes | Yes | No |  |  | Yes | Veeder-Root | PLLD |  | Yes | Yes | No |  |  | No |  | No | No | No |  | Continuous |  | Veeder-Root | TLS-350 | Veeder-Root | 208 | Yes | Yes | Yes | Yes | Double-walled | Liquid | Yes | No | No | Yes | Yes | Yes | No | No | No | No | No | No | Yes | [8 empty] | Yes |  | Baljit Gill | Manager | Simon Gill | President |  |  |  |  | 2023-10-18 16:47 | 2023-10-19 15:45 | Jason Hempsmyer | Yuba County Environmental Health Department | CUPA
10896211 |  | BK FOODMART 76 STORE | 90180793 | Edgewater 76 | 5512 Edgewater Cir | Marysville | 95901 | Confirmed/Updated Information | 2 | 10896211-002 | Xerxes | One in a Compartmented Unit | 12000 | 2021-03-17 |  |  | 2 |  | Motor Vehicle Fueling |  | Premium Unleaded |  |  | Double Wall | Fiberglass |  | Fiberglass |  | No | No | Yes | No | Double-walled | Pressure | Fiberglass |  | Fiberglass |  | Double-walled | Fiberglass |  | Fiberglass |  | Double-walled | Fiberglass |  | Fiberglass |  | Steel |  | Fiberglass |  | Yes | Yes | Yes | Double-walled | Fiberglass |  | No | No | No |  |  |  | Annually |  | New Plan Submitted | Yes | Liquid-Filled | Veeder-Root | TLS-350 | Veeder-Root | 303 | No | [8 empty] | No | No |  | No |  |  | No |  | Yes | Under Vacuum | Veeder-Root | TLS-350 | Veeder-Root | Smart Sensor | Yes | Yes | No |  |  | Yes | Veeder-Root | PLLD |  | Yes | Yes | No |  |  | No |  | No | No | No |  | Continuous |  | Veeder-Root | TLS-350 | Veeder-Root | 208 | Yes | Yes | Yes | Yes | Double-walled | Liquid | Yes | No | No | Yes | Yes | Yes | No | No | No | No | No | No | Yes | [8 empty] | Yes |  | Baljit Gill | Manager | Simon Gill | President |  |  |  |  | 2023-10-18 16:47 | 2023-10-19 15:45 | Jason Hempsmyer | Yuba County Environmental Health Department | CUPA
10896211 |  | BK FOODMART 76 STORE | 90180793 | Edgewater 76 | 5512 Edgewater Cir | Marysville | 95901 | Confirmed/Updated Information | 3 | 10896211-003 | Xerxes | One in a Compartmented Unit | 8000 | 2021-03-17 |  |  | 2 |  | Motor Vehicle Fueling |  | Diesel |  |  | Double Wall | Fiberglass |  | Fiberglass |  | No | No | Yes | No | Double-walled | Pressure | Fiberglass |  | Fiberglass |  | Double-walled | Fiberglass |  | Fiberglass |  | Double-walled | Fiberglass |  | Fiberglass |  | Steel |  | Fiberglass |  | Yes | Yes | Yes | Double-walled | Fiberglass |  | No | No | No |  |  |  | Annually |  | New Plan Submitted | Yes | Liquid-Filled | Veeder-Root | TLS-350 | Veeder-Root | 303 | No | [8 empty] | No | No |  | No |  |  | No |  | Yes | Under Vacuum | Veeder-Root | TLS-350 | Veeder-Root | Smart Sensor | Yes | Yes | No |  |  | Yes | Veeder-Root | PLLD |  | Yes | Yes | No |  |  | No |  | No | No | No |  | Continuous |  | Veeder-Root | TLS-350 | Veeder-Root | 208 | Yes | Yes | Yes | Yes | Double-walled | Liquid | Yes | No | No | Yes | Yes | Yes | No | No | No | No | No | No | Yes | [8 empty] | Yes |  | Baljit Gill | Manager | Simon Gill | President |  |  |  |  | 2023-10-18 16:47 | 2023-10-19 15:45 | Jason Hempsmyer | Yuba County Environmental Health Department | CUPA
10897375 | 58-000-HM1208 | Plumas Lake Chevron | 90820696 | Plumas Lake Chevron | 2337 River Oaks Blvd | Plumas Lake | 95961 | Confirmed/Updated Information | 2 | 10897375-002 | Xerxes | One in a Compartmented Unit | 10000 | 2021-06-03 |  |  | 2 |  | Motor Vehicle Fueling |  | Premium Unleaded |  |  | Double Wall | Fiberglass |  | Fiberglass |  | Yes | No | Yes | No | Double-walled | Pressure | Fiberglass |  | Fiberglass |  | Double-walled | Fiberglass |  | Fiberglass |  | Double-walled | Fiberglass |  | Fiberglass |  | Steel |  | Fiberglass |  | Yes | Yes | Yes | Double-walled | Fiberglass |  | No | No | No |  |  |  | Annually |  | New Plan Submitted | Yes | Liquid-Filled | Veeder-Root | TLS-350 | Veeder-Root | 303-Dual Float | No | [8 empty] | No | No |  | No |  |  | No |  | Yes | Under Vacuum | Veeder-Root | TLS-350 | Veeder-Root | Smart Sensor | Yes | Yes | No |  |  | Yes | Veeder-Root | PLLD |  | Yes | Yes | No |  |  | No |  | No | No | No |  | Continuous |  | Veeder-Root | TLS-350 | Veeder-Root | 208-Float/304-Float | Yes | Yes | Yes | Yes | Double-walled | Liquid | Yes | No | No | Yes | Yes | Yes | No | No | No | No | No | Yes | Yes | [8 empty] | Yes |  | Raman Kahlon | CFO | Manmeet Kahlon | CEO |  |  |  |  | 2024-04-01 15:35 | 2024-04-19 11:49 | Jason Hempsmyer | Yuba County Environmental Health Department | CUPA
10897375 | 58-000-HM1208 | Plumas Lake Chevron | 90820696 | Plumas Lake Chevron | 2337 River Oaks Blvd | Plumas Lake | 95961 | Confirmed/Updated Information | 3 | 10897375-003 | Xerxes | One in a Compartmented Unit | 10000 | 2021-06-03 |  |  | 2 |  | Motor Vehicle Fueling |  | Diesel |  |  | Double Wall | Fiberglass |  | Fiberglass |  | Yes | No | Yes | No | Double-walled | Pressure | Fiberglass |  | Fiberglass |  | Double-walled | Fiberglass |  | Fiberglass |  | Double-walled | Fiberglass |  | Fiberglass |  | Steel |  | Fiberglass |  | Yes | Yes | Yes | Double-walled | Fiberglass |  | No | No | No |  |  |  | Annually |  | New Plan Submitted | Yes | Liquid-Filled | Veeder-Root | TLS-350 | Veeder-Root | 303-Dual Float | No | [8 empty] | No | No |  | No |  |  | No |  | Yes | Under Vacuum | Veeder-Root | TLS-350 | Veeder-Root | Smart Sensor | Yes | Yes | No |  |  | Yes | Veeder-Root | PLLD |  | Yes | Yes | No |  |  | No |  | No | No | No |  | Continuous |  | Veeder-Root | TLS-350 | Veeder-Root | 208-Float/304-Float | Yes | Yes | Yes | Yes | Double-walled | Liquid | Yes | No | No | Yes | Yes | Yes | No | No | No | No | No | Yes | Yes | [8 empty] | Yes |  | Raman Kahlon | CFO | Manmeet Kahlon | CEO |  |  |  |  | 2024-04-01 15:35 | 2024-04-19 11:49 | Jason Hempsmyer | Yuba County Environmental Health Department | CUPA
10897375 | 58-000-HM1208 | Plumas Lake Chevron | 90820696 | Plumas Lake Chevron | 2337 River Oaks Blvd | Plumas Lake | 95961 | Confirmed/Updated Information | 1 | 10897375-001 | Xerxes | A Stand-alone Tank | 20000 | 2021-06-03 |  |  | 1 |  | Motor Vehicle Fueling |  | Regular Unleaded |  |  | Double Wall | Fiberglass |  | Fiberglass |  | Yes | No | Yes | No | Double-walled | Pressure | Fiberglass |  | Fiberglass |  | Double-walled | Fiberglass |  | Fiberglass |  | Double-walled | Fiberglass |  | Fiberglass |  | Steel |  | Fiberglass |  | Yes | Yes | Yes | Double-walled | Fiberglass |  | No | No | No |  |  |  | Annually |  | New Plan Submitted | Yes | Liquid-Filled | Veeder-Root | TLS-350 | Veeder-Root | 303-Dual Float | No | [8 empty] | No | No |  | No |  |  | No |  | Yes | Under Vacuum | Veeder-Root | TLS-350 | Veeder-Root | Smart Sensor | Yes | Yes | No |  |  | Yes | Veeder-Root | PLLD |  | Yes | Yes | No |  |  | No |  | No | No | No |  | Continuous |  | Veeder-Root | TLS-350 | Veeder-Root | 208-Float/304-Float | Yes | Yes | Yes | Yes | Double-walled | Liquid | Yes | No | No | Yes | Yes | Yes | No | No | No | No | No | Yes | Yes | [8 empty] | Yes |  | Raman Kahlon | CFO | Manmeet Kahlon | CEO |  |  |  |  | 2024-04-01 15:35 | 2024-04-19 11:49 | Jason Hempsmyer | Yuba County Environmental Health Department | CUPA
10909822 |  | BP PRODUCTS NORTH AMERICA, INC. | 90135877 | ARCO 07177 | 2315 River Oaks Blvd | Plumas Lake | 95961 | Confirmed/Updated Information | 2 | 10909822-002 | CONTAINMENT SOLUTIONS | One in a Compartmented Unit | 12000 | 2022-06-07 |  |  | 2 |  | Motor Vehicle Fueling |  | Premium Unleaded |  |  | Double Wall | Fiberglass |  | Fiberglass |  | No | No | Yes | No | Double-walled | Pressure | Fiberglass |  | Fiberglass |  | Double-walled | Fiberglass |  | Fiberglass |  | Double-walled | Fiberglass |  | Fiberglass |  | Steel |  | Fiberglass |  | Yes | Yes | Yes | Double-walled | Fiberglass |  | No | No | Yes |  |  |  | Annually |  | New Plan Submitted | Yes | Liquid-Filled | VEEDER ROOT | TLS-350R | VEEDER ROOT | 794380-303 | No | [8 empty] | No | No |  | No |  |  | No |  | Yes | Under Vacuum | VEEDER ROOT | TLS-350R | VEEDER ROOT | 332175-001 | Yes | Yes | No |  |  | Yes | VEEDER ROOT | PLLD (8484) |  | Yes | Yes | No |  |  | No |  | No | No | No |  | Continuous |  | VEEDER ROOT | TLS-350R | VEEDER ROOT | 794380-208/304 | Yes | Yes | Yes | No | Double-walled | Liquid | Yes | No | No | Yes | Yes | Yes | No | No | No | No | No | Yes | Yes | [8 empty] | Yes | ATG PROBE MAG PLUS USED FOR INVENTORY PURPOSES. SITE IS CONTINUOUSLY MONITORED. ALL SUMPS ARE MONITORED BY VEEDER ROOT 794380-208. ALL SUMP INTERSTITIAL SPACES MONITORED BY VEEDER ROOT 794380-304. ALL LINES MONITORED UNDER VACUUM SENSOR 332175-001. | JESSICA VISLOCKY | RETAIL COMPLIANCE & ENVIRONMENTAL MANAGER | RANDALL BROWN | AREA MAINTENANCE MANAGER |  |  |  |  | 2024-05-22 17:15 | 2024-05-29 13:36 | Jason Hempsmyer | Yuba County Environmental Health Department | CUPA
10909822 |  | BP PRODUCTS NORTH AMERICA, INC. | 90135877 | ARCO 07177 | 2315 River Oaks Blvd | Plumas Lake | 95961 | Confirmed/Updated Information | 1 | 10909822-001 | CONTAINMENT SOLUTIONS | A Stand-alone Tank | 25000 | 2022-06-07 |  |  | 1 |  | Motor Vehicle Fueling |  | Regular Unleaded |  |  | Double Wall | Fiberglass |  | Fiberglass |  | No | No | Yes | No | Double-walled | Pressure | Fiberglass |  | Fiberglass |  | Double-walled | Fiberglass |  | Fiberglass |  | Double-walled | Fiberglass |  | Fiberglass |  | Steel |  | Fiberglass |  | Yes | Yes | Yes | Double-walled | Fiberglass |  | No | No | Yes |  |  |  | Annually |  | New Plan Submitted | Yes | Liquid-Filled | VEEDER ROOT | TLS-350R | VEEDER ROOT | 794380-303 | No | [8 empty] | No | No |  | No |  |  | No |  | Yes | Under Vacuum | VEEDER ROOT | TLS-350R | VEEDER ROOT | 332175-001 | Yes | Yes | No |  |  | Yes | VEEDER ROOT | PLLD (8484) |  | Yes | Yes | No |  |  | No |  | No | No | No |  | Continuous |  | VEEDER ROOT | TLS-350R | VEEDER ROOT | 794380-208/304 | Yes | Yes | Yes | No | Double-walled | Liquid | Yes | No | No | Yes | Yes | Yes | No | No | No | No | No | Yes | Yes | [8 empty] | Yes | ATG PROBE MAG PLUS USED FOR INVENTORY PURPOSES. SITE IS CONTINUOUSLY MONITORED. ALL SUMPS ARE MONITORED BY VEEDER ROOT 794380-208. ALL SUMP INTERSTITIAL SPACES MONITORED BY VEEDER ROOT 794380-304. ALL LINES MONITORED UNDER VACUUM SENSOR 332175-001. | JESSICA VISLOCKY | RETAIL COMPLIANCE & ENVIRONMENTAL MANAGER | RANDALL BROWN | AREA MAINTENANCE MANAGER |  |  |  |  | 2024-05-22 17:15 | 2024-05-29 13:36 | Jason Hempsmyer | Yuba County Environmental Health Department | CUPA
10909822 |  | BP PRODUCTS NORTH AMERICA, INC. | 90135877 | ARCO 07177 | 2315 River Oaks Blvd | Plumas Lake | 95961 | Confirmed/Updated Information | 3 | 10909822-003 | CONTAINMENT SOLUTIONS | One in a Compartmented Unit | 10000 | 2022-06-07 |  |  | 2 |  | Motor Vehicle Fueling |  | Diesel |  |  | Double Wall | Fiberglass |  | Fiberglass |  | No | No | Yes | No | Double-walled | Pressure | Fiberglass |  | Fiberglass |  | Double-walled | Fiberglass |  | Fiberglass |  | Double-walled | None |  | None |  | Steel |  | Fiberglass |  | Yes | Yes | Yes | Double-walled | Fiberglass |  | No | No | Yes |  |  |  | Annually |  | New Plan Submitted | Yes | Liquid-Filled | VEEDER ROOT | TLS-350R | VEEDER ROOT | 794380-303 | No | [8 empty] | No | No |  | No |  |  | No |  | Yes | Under Vacuum | VEEDER ROOT | TLS-350R | VEEDER ROOT | 332175-001 | Yes | Yes | No |  |  | Yes | VEEDER ROOT | PLLD (8484) |  | Yes | Yes | No |  |  | No |  | No | No | No |  | Continuous |  | VEEDER ROOT | TLS-350R | VEEDER ROOT | 794380-208/304 | Yes | Yes | Yes | No | Double-walled | Liquid | Yes | No | No | Yes | Yes | Yes | No | No | No | No | No | Yes | Yes | [8 empty] | Yes | ATG PROBE MAG PLUS USED FOR INVENTORY PURPOSES. SITE IS CONTINUOUSLY MONITORED. ALL SUMPS ARE MONITORED BY VEEDER ROOT 794380-208. ALL SUMP INTERSTITIAL SPACES MONITORED BY VEEDER ROOT 794380-304. ALL LINES MONITORED UNDER VACUUM SENSOR 332175-001. | JESSICA VISLOCKY | RETAIL COMPLIANCE & ENVIRONMENTAL MANAGER | RANDALL BROWN | AREA MAINTENANCE MANAGER |  |  |  |  | 2024-05-22 17:15 | 2024-05-29 13:36 | Jason Hempsmyer | Yuba County Environmental Health Department | CUPA
10929823 |  | Costco | 90000109 | Costco Wholesale #1658 (Gas Station) | 1210 N Beale Rd | Linda | 95901 | Confirmed/Updated Information | 3 | 10929823-003 | Containment Solutions | A Stand-alone Tank | 40000 | 2023-06-07 |  |  | 1 |  | Motor Vehicle Fueling |  | Premium Unleaded |  |  | Double Wall | Fiberglass |  | Fiberglass |  | No | No | Yes | No | Double-walled | Pressure | Fiberglass |  | Fiberglass |  | Double-walled | Fiberglass |  | Fiberglass |  | Double-walled | Fiberglass |  | Fiberglass |  | Steel |  | Fiberglass |  | Yes | Yes | Yes | Double-walled | Fiberglass |  | No | No | Yes |  |  |  | Annually |  | New Plan Submitted | Yes | Liquid-Filled | Veeder-Root | TLS-350R & TLS-450Plus | Veeder-Root | 794380-303 | No | [8 empty] | No | No |  | No |  |  | No |  | Yes | Under Vacuum | Veeder-Root | TLS-350R & TLS-450Plus | Veeder-Root | 857280-100, 794380-323, 794380-304 | Yes | Yes | No |  |  | Yes | Veeder-Root | 859080-001 |  | Yes | Yes | No |  |  | No |  | No | No | No |  | Continuous |  | Veeder-Root | TLS-350R & TLS-450Plus | Veeder-Root | 794380-323 & 304 | Yes | Yes | Yes |  | Double-walled | Liquid | Yes | No | No | Yes | Yes | Yes | No | No | No | No | No | Yes | Yes | [8 empty] | Yes | Veeder-Root #794380-323 & 304 sensors at DW Vent Sump, DW Remote fill sump & DW Additive Sump. | Alexia Inigues | Compliance Agent | Dwight Larsen | Asst Vice President, Gas Operations and Compliance |  |  |  |  | 2024-01-29 08:42 | 2024-04-08 09:22 | Jason Hempsmyer | Yuba County Environmental Health Department | CUPA
10929823 |  | Costco | 90000109 | Costco Wholesale #1658 (Gas Station) | 1210 N Beale Rd | Linda | 95901 | Confirmed/Updated Information | 4 | 10929823-004 | Containment Solutions | One in a Compartmented Unit | 2000 | 2023-06-10 |  |  | 2 |  | Other |  | Other Petroleum | Ultrazol GA9058 |  | Double Wall | Fiberglass |  | Fiberglass |  | No | No | Yes | No | Double-walled | Pressure | Fiberglass |  | Fiberglass |  | Double-walled | Fiberglass |  | Fiberglass |  | Double-walled | None |  | None |  | Steel |  | Fiberglass |  | Yes | Yes | Yes | No Dispensers | None |  | No | No | Yes |  |  |  | Annually |  | New Plan Submitted | Yes | Liquid-Filled | Veeder-Root | TLS-350R & TLS-450Plus | Veeder-Root | 794380-303 | No | [8 empty] | No | No |  | No |  |  | No |  | Yes | Under Vacuum | Veeder-Root | TLS-350R & TLS-450Plus | Veeder-Root | 857280-100, 794380-430, 794380-304 | Yes | Yes | No |  |  | Yes | Veeder-Root | 859080-001 |  | Yes | Yes | No |  |  | No |  | No | No | No |  | No Dispensers | [5 empty] | No | No | No | No | Double-walled | Liquid | No | No | No | Yes | Yes | Yes | No | No | No | No | No | Yes | Yes | [8 empty] | Yes | Veeder-Root #794380-323 & 304 sensors at DW Vent Sump & DW Additive Sump | Alexia Inigues | Compliance Agent | Dwight Larsen | Asst Vice President, Gas Operations and Compliance |  |  |  |  | 2024-01-29 08:42 | 2024-04-08 09:22 | Jason Hempsmyer | Yuba County Environmental Health Department | CUPA
10929823 |  | Costco | 90000109 | Costco Wholesale #1658 (Gas Station) | 1210 N Beale Rd | Linda | 95901 | Confirmed/Updated Information | 6 | 10929823-006 | Containment Solutions | One in a Compartmented Unit | 1500 | 2023-06-10 |  |  | 2 |  | Other |  | Other Petroleum | Lubrizol MF9147K |  | Double Wall | Fiberglass |  | Fiberglass |  | No | No | Yes | No | Double-walled | Pressure | Fiberglass |  | Fiberglass |  | Double-walled | Fiberglass |  | Fiberglass |  | Double-walled | None |  | None |  | Steel |  | Fiberglass |  | Yes | Yes | Yes | No Dispensers | None |  | No | No | Yes |  |  |  | Annually |  | New Plan Submitted | Yes | Liquid-Filled | Veeder-Root | TLS-350R & TLS-450Plus | Veeder-Root | 794380-303 | No | [8 empty] | No | No |  | No |  |  | No |  | Yes | Under Vacuum | Veeder-Root | TLS-350R & TLS-450Plus | Veeder-Root | 857280-100, 794380-430, 794380-304 | Yes | Yes | No |  |  | Yes | Veeder-Root | 859080-001 |  | Yes | Yes | No |  |  | No |  | No | No | No |  | No Dispensers | [5 empty] | No | No | No | No | Double-walled | Liquid | No | No | No | Yes | Yes | Yes | No | No | No | No | No | Yes | Yes | [8 empty] | Yes | Veeder-Root #794380-323 & 304 sensors at DW Vent Sump, DW Remote ?ll Sump & DW Additive Sump. | Alexia Inigues | Compliance Agent | Dwight Larsen | Asst Vice President, Gas Operations and Compliance |  |  |  |  | 2024-01-29 08:42 | 2024-04-08 09:22 | Jason Hempsmyer | Yuba County Environmental Health Department | CUPA
10929823 |  | Costco | 90000109 | Costco Wholesale #1658 (Gas Station) | 1210 N Beale Rd | Linda | 95901 | Confirmed/Updated Information | 2 | 10929823-002 | Containment Solutions | A Stand-alone Tank | 40000 | 2023-06-07 |  |  | 1 |  | Motor Vehicle Fueling |  | Regular Unleaded |  |  | Double Wall | Fiberglass |  | Fiberglass |  | No | No | Yes | No | Double-walled | Pressure | Fiberglass |  | Fiberglass |  | Double-walled | Fiberglass |  | Fiberglass |  | Double-walled | Fiberglass |  | Fiberglass |  | Rigid Plastic |  | Rigid Plastic |  | Yes | Yes | Yes | Double-walled | Fiberglass |  | No | No | Yes |  |  |  | Annually |  | New Plan Submitted | Yes | Liquid-Filled | Veeder-Root | TLS-350R & TLS-450Plus | Veeder-Root | 794380-303 | No | [8 empty] | No | No |  | No |  |  | No |  | Yes | Under Vacuum | Veeder-Root | TLS-350R & TLS-450Plus | Veeder-Root | 857280-100, 794380-323, 794380-304 | Yes | Yes | No |  |  | Yes | Veeder-Root | 859080-001 |  | Yes | Yes | No |  |  | No |  | No | No | No |  | Continuous |  | Veeder-Root | TLS-350R & TLS-450Plus | Veeder-Root | 794380-323 & 304 | Yes | Yes | Yes |  | Double-walled | Liquid | Yes | No | No | Yes | Yes | Yes | No | No | No | No | No | Yes | Yes | [8 empty] | Yes | Tank #1 & Tank #2 are siphoned together, Veeder-Root #794380-323 & 304 sensors at DW Vent Sump, DW Remote fill sump & DW Additive Sump. | Alexia Inigues | Compliance Agent | Dwight Larsen | Asst Vice President, Gas Operations and Compliance |  |  |  |  | 2024-01-29 08:42 | 2024-04-08 09:22 | Jason Hempsmyer | Yuba County Environmental Health Department | CUPA
10929823 |  | Costco | 90000109 | Costco Wholesale #1658 (Gas Station) | 1210 N Beale Rd | Linda | 95901 | Confirmed/Updated Information | 1 | 10929823-001 | Containment Solutions | A Stand-alone Tank | 40000 | 2023-06-07 |  |  | 1 |  | Motor Vehicle Fueling |  | Regular Unleaded |  |  | Double Wall | Fiberglass |  | Fiberglass |  | No | No | Yes | No | Double-walled | Pressure | Fiberglass |  | Fiberglass |  | Double-walled | Fiberglass |  | Fiberglass |  | Double-walled | Fiberglass |  | Fiberglass |  | Rigid Plastic |  | Rigid Plastic |  | Yes | Yes | Yes | Double-walled | Fiberglass |  | No | No | Yes |  |  |  | Annually |  | New Plan Submitted | Yes | Liquid-Filled | Veeder-Root | TLS-350R & TLS-450Plus | Veeder-Root | 794380-303 | No | [8 empty] | No | No |  | No |  |  | No |  | Yes | Under Vacuum | Veeder-Root | TLS-350R & TLS-450Plus | Veeder-Root | 857280-100, 794380-323, 794380-304 | Yes | Yes | No |  |  | Yes | Veeder-Root | 859080-001 |  | Yes | Yes | No |  |  | No |  | No | No | No |  | Continuous |  | Veeder-Root | TLS-350R & TLS-450Plus | Veeder-Root | 794380-323 & 304 | Yes | Yes | Yes |  | Double-walled | Liquid | Yes | No | No | Yes | Yes | Yes | No | No | No | No | No | Yes | Yes | [8 empty] | Yes | Tank #1 & Tank #2 are siphoned together, Veeder-Root #794380-323 & 304 sensors at DW Vent Sump, DW Remote fill sump & DW Additive Sump. | Alexia Inigues | Compliance Agent | Dwight Larsen | Asst Vice President, Gas Operations and Compliance |  |  |  |  | 2024-01-29 08:42 | 2024-04-08 09:22 | Jason Hempsmyer | Yuba County Environmental Health Department | CUPA
10929823 |  | Costco | 90000109 | Costco Wholesale #1658 (Gas Station) | 1210 N Beale Rd | Linda | 95901 | Confirmed/Updated Information | 5 | 10929823-005 | Containment Solutions | A Stand-alone Tank | 30000 | 2023-06-08 |  |  | 1 |  | Motor Vehicle Fueling |  | Diesel |  |  | Double Wall | Fiberglass |  | Fiberglass |  | No | No | Yes | No | Double-walled | Pressure | Fiberglass |  | Fiberglass |  | Double-walled | Fiberglass |  | Fiberglass |  | Double-walled | None |  | None |  | Steel |  | Fiberglass |  | Yes | Yes | Yes | Double-walled | Fiberglass |  | No | No | Yes |  |  |  | Annually |  | New Plan Submitted | Yes | Liquid-Filled | Veeder-Root | TLS-350R & TLS-450Plus | Veeder-Root | 794380-303 | No | [8 empty] | No | No |  | No |  |  | No |  | Yes | Under Vacuum | Veeder-Root | TLS-350R & TLS-450Plus | Veeder-Root | 857280-100, 794380-323, 794380-304 | Yes | Yes | No |  |  | Yes | Veeder-Root | 859080-001 |  | Yes | Yes | No |  |  | No |  | No | No | No |  | Continuous |  | Veeder-Root | TLS-350R & TLS-450Plus | Veeder-Root | 794380-323 & 304 | Yes | Yes | Yes |  | Double-walled | Liquid | Yes | No | No | Yes | Yes | Yes | No | No | No | No | No | Yes | Yes | [8 empty] | Yes | Veeder-Root #794380-323 & 304 sensors at DW Vent Sump, DW Remote fill sump & DW Additive Sump. | Alexia Inigues | Compliance Agent | Dwight Larsen | Asst Vice President, Gas Operations and Compliance |  |  |  |  | 2024-01-29 08:42 | 2024-04-08 09:22 | Jason Hempsmyer | Yuba County Environmental Health Department | CUPA
10959064 |  | DALLA ENTERPRISES LLC | 90801577 | Feather Ridge Drive LLC | 831 Chalice Creek Dr | Plumas Lake | 95961 | Confirmed/Updated Information | 4 | 10959064-004 | XERXES | One in a Compartmented Unit | 7000 | 2022-07-06 |  |  | 2 |  | Motor Vehicle Fueling |  | Premium Unleaded |  |  | Double Wall | Fiberglass |  | Fiberglass |  | No | No | Yes | No | Double-walled | Pressure | Fiberglass |  | Fiberglass |  | Double-walled | Fiberglass |  | Fiberglass |  | Double-walled | Fiberglass |  | Fiberglass |  | Steel |  | Fiberglass |  | Yes | Yes | Yes | Double-walled | Fiberglass |  | No | No | No |  |  |  | Annually |  | New Plan Submitted | Yes | Liquid-Filled | VEEDER ROOT | TLS 450 PLUS | VEEDER ROOT | 794380-303 | No | [8 empty] | No | No |  | No |  |  | No |  | Yes | Under Vacuum | VEEDER ROOT | TLS 450 PLUS | VEEDER ROOT | 330020-486 | Yes | Yes | No |  |  | No | [5 empty] | No |  |  | No |  | No | No | No |  | Continuous |  | VEEDER ROOT | TLS 450 PLUS | VEEDER ROOT | 794380-304 | Yes | Yes | Yes | Yes | Double-walled | Liquid | Yes | No | Yes | Yes | Yes | Yes | No | No | No | No | No | Yes | Yes | [7 empty] | INSTALLATION MANUALS | Yes |  | KARAN DALLA | OWNER | JAGANDEEP SINGH | MANAGER |  |  |  |  | 2024-07-11 11:40 | 2024-07-11 15:30 | Jason Hempsmyer | Yuba County Environmental Health Department | CUPA
10959064 |  | DALLA ENTERPRISES LLC | 90801577 | Feather Ridge Drive LLC | 831 Chalice Creek Dr | Plumas Lake | 95961 | Confirmed/Updated Information | 1 | 10959064-001 | XERXES | One in a Compartmented Unit | 14000 | 2022-07-06 |  |  | 2 |  | Motor Vehicle Fueling |  | Regular Unleaded |  |  | Double Wall | Fiberglass |  | Fiberglass |  | No | No | Yes | No | Double-walled | Pressure | Fiberglass |  | Fiberglass |  | Double-walled | Fiberglass |  | Fiberglass |  | Double-walled | Fiberglass |  | Fiberglass |  | Steel |  | Fiberglass |  | Yes | Yes | Yes | Double-walled | Fiberglass |  | No | No | No |  |  |  | Annually |  | New Plan Submitted | Yes | Liquid-Filled | VEEDER ROOT | TLS 450 PLUS | VEEDER ROOT | 794380-303 | No | [8 empty] | No | No |  | No |  |  | No |  | Yes | Under Vacuum | VEEDER ROOT | TLS 450 PLUS | VEEDER ROOT | 330020-486 | Yes | Yes | No |  |  | No | [5 empty] | No |  |  | No |  | No | No | No |  | Continuous |  | VEEDER ROOT | TLS 450 PLUS | VEEDER ROOT | 794380-304 | Yes | Yes | Yes | Yes | Double-walled | Liquid | Yes | No | Yes | Yes | Yes | Yes | No | No | No | No | No | Yes | Yes | [7 empty] | INSTALLATION MANUALS | Yes |  | KARAN DALLA | OWNER | JAGANDEEP SINGH | MANAGER |  |  |  |  | 2024-07-11 11:40 | 2024-07-11 15:30 | Jason Hempsmyer | Yuba County Environmental Health Department | CUPA
10959064 |  | DALLA ENTERPRISES LLC | 90801577 | Feather Ridge Drive LLC | 831 Chalice Creek Dr | Plumas Lake | 95961 | Confirmed/Updated Information | 3 | 10959064-003 | XERXES | One in a Compartmented Unit | 8000 | 2022-07-06 |  |  | 2 |  | Motor Vehicle Fueling |  | Diesel |  |  | Double Wall | Fiberglass |  | Fiberglass |  | No | No | Yes | No | Double-walled | Pressure | Fiberglass |  | Fiberglass |  | Double-walled | Fiberglass |  | Fiberglass |  | Double-walled | Fiberglass |  | Fiberglass |  | Steel |  | Fiberglass |  | Yes | Yes | Yes | Double-walled | Fiberglass |  | No | No | No |  |  |  | Annually |  | New Plan Submitted | Yes | Liquid-Filled | VEEDER ROOT | TLS 450 PLUS | VEEDER ROOT | 794380-303 | No | [8 empty] | No | No |  | No |  |  | No |  | Yes | Under Vacuum | VEEDER ROOT | TLS 450 PLUS | VEEDER ROOT | 330020-486 | Yes | Yes | No |  |  | No | [5 empty] | No |  |  | No |  | No | No | No |  | Continuous |  | VEEDER ROOT | TLS 450 PLUS | VEEDER ROOT | 794380-304 | Yes | Yes | Yes | Yes | Double-walled | Liquid | Yes | No | Yes | Yes | Yes | Yes | No | No | No | No | No | Yes | Yes | [7 empty] | INSTALLATION MANUALS | Yes |  | KARAN DALLA | OWNER | JAGANDEEP SINGH | MANAGER |  |  |  |  | 2024-07-11 11:40 | 2024-07-11 15:30 | Jason Hempsmyer | Yuba County Environmental Health Department | CUPA
10959064 |  | DALLA ENTERPRISES LLC | 90801577 | Feather Ridge Drive LLC | 831 Chalice Creek Dr | Plumas Lake | 95961 | Confirmed/Updated Information | 2 | 10959064-002 | XERXES | One in a Compartmented Unit | 6000 | 2022-07-06 |  |  | 2 |  | Motor Vehicle Fueling |  | E85 |  |  | Double Wall | Fiberglass |  | Fiberglass |  | No | No | Yes | No | Double-walled | Pressure | Fiberglass |  | Fiberglass |  | Double-walled | Fiberglass |  | Fiberglass |  | Double-walled | Fiberglass |  | Fiberglass |  | Steel |  | Fiberglass |  | Yes | Yes | Yes | Double-walled | Fiberglass |  | No | No | No |  |  |  | Annually |  | New Plan Submitted | Yes | Liquid-Filled | VEEDER ROOT | TLS 450 PLUS | VEEDER ROOT | 794380-303 | No | [8 empty] | No | No |  | No |  |  | No |  | Yes | Under Vacuum | VEEDER ROOT | TLS 450 PLUS | VEEDER ROOT | 330020-486 | Yes | Yes | No |  |  | No | [5 empty] | No |  |  | No |  | No | No | No |  | Continuous |  | VEEDER ROOT | TLS 450 PLUS | VEEDER ROOT | 794380-304 | Yes | Yes | Yes | Yes | Double-walled | Liquid | Yes | No | Yes | Yes | Yes | Yes | No | No | No | No | No | Yes | Yes | [7 empty] | INSTALLATION MANUALS | Yes |  | KARAN DALLA | OWNER | JAGANDEEP SINGH | MANAGER |  |  |  |  | 2024-07-11 11:40 | 2024-07-11 15:30 | Jason Hempsmyer | Yuba County Environmental Health Department | CUPA

## UST Cert of Installation & Mod
Facility Identification and Location | [5 empty] | UST Certification Project Type |  |  |  |  | Work Authorized Under Permit |  | Contractor Information |  |  | Certification / Applicant Information | [5 empty] | Submittal / Acceptance Information |  |  | Regulator Information
1a | 1 | 3 | 103 | 104 |  | 483a-1 | 483a-2 | 483a-3 | 483a-4 | 483a-5 | 483b | 483c | 482a | 482b | 482c | 484 | 485 | 486 | 487 | 488 | 489
CERS ID | Facility ID | Facility Name | Facility Street Address | Facility City | Facility ZIP Code | Tank Installation / Replacement | Piping Installation / Replacement | Sump Installation / Replacement | Under Dispenser Containment Installation / Replacement | Other | Work Authorized Under Permit (Number or Date) | Description of Work Being Certified | Name of Contractor Who Performed Installation/ Modification | Contractor's License Number | Contractor's ICC Certification Number | Date Certified | Certifier’s Name | Certifier’s Title | Phone Number | Name of Certifier’s Employer | Certifier’s Relationship to Tank Owner | Date Submitted to CERS | Date Accepted by Regulator | Regulator Agent Name | Regulator Name | Regulator Type