## Overview
View Name | Number of Rows
v_ust_facility | 11280
v_ust_tank | 20347
v_ust_tank_substance | 20347
v_ust_compartment | 20347
v_ust_piping | 20347
v_ust_tank_dispenser | 20347
QA Check | Number of Rows
Number of null rows for required column ust_facility.facility_id | 0
Number of null rows for required column ust_facility.facility_state | 0
Number of duplicated key columns in pa_ust.v_ust_facility (facility_id) | 0
nonunique rows in pa_ust.v_ust_facility | 0
Unmapped elements in pa_ust.v_ust_facility | 0
Wrong elements mapped in ust_element_mapping | 0
Number of null rows for required column ust_tank.tank_id | 0
Number of null rows for required column ust_tank.tank_status_id | 0
Number of duplicated key columns in pa_ust.v_ust_tank (facility_id, tank_id) | 0
nonunique rows in pa_ust.v_ust_tank | 0
failed check constraint pa_ust.tank_emergency_generator_chk | 0
failed check constraint pa_ust.tank_tank_corrosion_protection_impressed_current_chk | 0
failed check constraint pa_ust.tank_tank_corrosion_protection_interior_lining_chk | 0
failed check constraint pa_ust.tank_tank_corrosion_protection_sacrificial_anode_chk | 0
Unmapped elements in pa_ust.v_ust_tank | 0
Number of null rows for required column ust_tank_substance.substance_id | 0
Number of duplicated key columns in pa_ust.v_ust_tank_substance (facility_id, tank_id, substance_id) | 0
nonunique rows in pa_ust.v_ust_tank_substance | 0
Unmapped elements in pa_ust.v_ust_tank_substance | 0
Number of null rows for required column ust_compartment.compartment_id | 0
Number of null rows for required column ust_compartment.compartment_status_id | 0
Number of duplicated key columns in pa_ust.v_ust_compartment (facility_id, tank_id, compartment_id) | 0
nonunique rows in pa_ust.v_ust_compartment | 0
failed check constraint pa_ust.compartment_overfill_prevention_ball_float_valve_chk | 0
failed check constraint pa_ust.compartment_overfill_prevention_flow_shutoff_device_chk | 0
failed check constraint pa_ust.compartment_overfill_prevention_high_level_alarm_chk | 0
failed check constraint pa_ust.compartment_overfill_prevention_not_required_chk | 0
failed check constraint pa_ust.compartment_overfill_prevention_other_chk | 0
failed check constraint pa_ust.compartment_spill_bucket_installed_chk | 0
failed check constraint pa_ust.compartment_spill_prevention_not_required_chk | 0
failed check constraint pa_ust.compartment_tank_automatic_tank_gauging_release_detection_chk | 0
failed check constraint pa_ust.compartment_tank_groundwater_monitoring_chk | 0
failed check constraint pa_ust.compartment_tank_interstitial_monitoring_chk | 0
failed check constraint pa_ust.compartment_tank_inventory_control_chk | 0
failed check constraint pa_ust.compartment_tank_manual_tank_gauging_chk | 0
failed check constraint pa_ust.compartment_tank_statistical_inventory_reconciliation_chk | 0
failed check constraint pa_ust.compartment_tank_tightness_testing_chk | 0
failed check constraint pa_ust.compartment_tank_vapor_monitoring_chk | 0
Unmapped elements in pa_ust.v_ust_compartment | 0
Number of null rows for required column ust_piping.piping_id | 0
Number of duplicated key columns in pa_ust.v_ust_piping (facility_id, tank_id, compartment_id, piping_id) | 0
nonunique rows in pa_ust.v_ust_piping | 0
failed check constraint pa_ust.piping_american_suction_chk | 0
failed check constraint pa_ust.piping_pipe_secondary_containment_other_chk | 0
failed check constraint pa_ust.piping_pipe_tank_top_sump_chk | 0
failed check constraint pa_ust.piping_pipe_trench_liner_chk | 0
failed check constraint pa_ust.piping_piping_corrosion_protection_cathodic_not_required_chk | 0
failed check constraint pa_ust.piping_piping_corrosion_protection_sacrificial_anode_chk | 0
failed check constraint pa_ust.piping_piping_flex_connector_chk | 0
failed check constraint pa_ust.piping_piping_groundwater_monitoring_chk | 0
failed check constraint pa_ust.piping_piping_interstitial_monitoring_chk | 0
failed check constraint pa_ust.piping_piping_line_leak_detector_chk | 0
failed check constraint pa_ust.piping_piping_line_test3yr_chk | 0
failed check constraint pa_ust.piping_piping_line_test_annual_chk | 0
failed check constraint pa_ust.piping_piping_material_copper_chk | 0
failed check constraint pa_ust.piping_piping_material_flex_chk | 0
failed check constraint pa_ust.piping_piping_material_frp_chk | 0
failed check constraint pa_ust.piping_piping_material_no_piping_chk | 0
failed check constraint pa_ust.piping_piping_material_other_chk | 0
failed check constraint pa_ust.piping_piping_material_stainless_steel_chk | 0
failed check constraint pa_ust.piping_piping_material_steel_chk | 0
failed check constraint pa_ust.piping_piping_material_unknown_chk | 0
failed check constraint pa_ust.piping_piping_statistical_inventory_reconciliation_chk | 0
failed check constraint pa_ust.piping_piping_vapor_monitoring_chk | 0
failed check constraint pa_ust.piping_safe_suction_chk | 0
Unmapped elements in pa_ust.v_ust_piping | 0
Number of null rows for required column ust_tank_dispenser.dispenser_id | 0
Number of duplicated key columns in pa_ust.v_ust_tank_dispenser (facility_id, tank_id, dispenser_id) | 0
nonunique rows in pa_ust.v_ust_tank_dispenser | 0
Unmapped elements in pa_ust.v_ust_tank_dispenser | 0
Bad or Missing Data | Details
No bad or missing data

## Element Mapping
EPA Table Name | EPA Column Name | Organization Table Name | Organization Column Name | Element Mapping ID | Programmer Comments | Query Logic | EPA Comments | Organization Comments | Inferred Value Comment
ust_facility | facility_id | facilities | FACILITY_ID | 3932
ust_facility | facility_name | facilities | FACILITY_NAME | 3933
ust_facility | facility_address1 | facilities | FACILITY_ADDRESS1 | 3934
ust_facility | facility_address2 | facilities | FACILITY_ADDRESS2 | 3935
ust_facility | facility_city | facilities | FACILITY_CITY | 3936
ust_facility | facility_county | facilities | FACILITY_COUNTY | 3937
ust_facility | facility_zip_code | facilities | FACILITY_ZIP | 3938
ust_facility | facility_state | facilities | FACILITY_STATE | 3939
ust_facility | facility_latitude | facilities | Y | 3940
ust_facility | facility_longitude | facilities | X | 3941
ust_facility | facility_owner_company_name | facilities | TANK_OWNER_NAME | 3942
ust_tank | facility_id | tanks | OTHER_ID | 3944
ust_tank | tank_id | tanks | RIGHT(SEQ_NUMBER, 3)::int | 3945 |  | RIGHT(x.SEQ_NUMBER, 3)::int
ust_tank | tank_status_id | tanks | STATUS | 3946
ust_tank | emergency_generator | v_em_gen | emergency_generator | 3947 |  | CREATE OR REPLACE VIEW pa_ust.v_em_gen AS SELECT DISTINCT x."FAC_ID" AS facility_id, x."F_NAME" AS facility_name, x."TANK_NAME" AS tank_id, x."DESCRIPTION_1" AS emergency_generator FROM pa_ust.attributes x WHERE x."DESCRIPTION" = 'EMERGENCY GENERATOR'::text;
ust_tank | tank_installation_date | tanks | DATE_INSTALLED | 3948
ust_tank | tank_material_description_id | v_tank_mat | tank_material_description | 3949 |  | CREATE OR REPLACE VIEW pa_ust.v_tank_mat AS SELECT DISTINCT x."FAC_ID" AS facility_id, x."F_NAME" AS facility_name, x."TANK_NAME" AS tank_id, x."DESCRIPTION_1" AS tank_material_description, row_number() OVER (PARTITION BY x."FAC_ID", x."F_NAME", x."TANK_NAME" ORDER BY ( CASE WHEN x."DESCRIPTION_1" = 'CATHODICALLY PROTECTED STEEL WITH LINER'::text THEN 1 WHEN x."DESCRIPTION_1" = ANY (ARRAY['CATHODICALLY PROTECTED DOUBLE WALL STEEL (GALVANIC)'::text, 'CATHODICALLY PROTECTED STEEL (GALVANIC)'::text, 'CATHODICALLY PROTECTED STEEL (IMPRESSED CURRENT)'::text]) THEN 2 WHEN x."DESCRIPTION_1" = ANY (ARRAY['STEEL W/LINED INTERIOR'::text, 'STEEL W/PLASTIC OR FIBERGLASS JACKET (DOUBLE WALL)'::text, 'STEEL W/PLASTIC OR FRP JACKET W/ ANODES (DOUBLE WALL)'::text]) THEN 3 WHEN x."DESCRIPTION_1" = ANY (ARRAY['FIBERGLASS (DOUBLE WALL)'::text, 'FIBERGLASS (SINGLE WALL)'::text]) THEN 4 WHEN x."DESCRIPTION_1" = ANY (ARRAY['STEEL W/LINED INTERIOR'::text, 'STEEL W/PLASTIC OR FIBERGLASS JACKET (DOUBLE WALL)'::text, 'STEEL W/PLASTIC OR FRP JACKET W/ ANODES (DOUBLE WALL)'::text]) THEN 5 WHEN x."DESCRIPTION_1" = 'CONCRETE'::text THEN 6 WHEN x."DESCRIPTION_1" = ANY (ARRAY['UNPROTECTED STEEL (DOUBLE WALL)'::text, 'UNPROTECTED STEEL (SINGLE WALL)'::text]) THEN 7 WHEN x."DESCRIPTION_1" = ANY (ARRAY['OTHER'::text, 'OTHER (COMPLIANT)'::text]) THEN 8 WHEN x."DESCRIPTION_1" = 'UNKNOWN'::text THEN 9 ELSE NULL::integer END)) AS row_num FROM pa_ust.attributes x WHERE x."DESCRIPTION" = 'TANK CONSTRUCTION'::text;
ust_tank | tank_corrosion_protection_sacrificial_anode | v_tank_cp | tank_corrosion_protection_sacrificial_anode | 3950 |  | CREATE OR REPLACE VIEW pa_ust.v_tank_cp AS SELECT x."FAC_ID" AS facility_id, x."F_NAME" AS facility_name, x."TANK_NAME" AS tank_id, max( CASE WHEN x."DESCRIPTION_1" = ANY (ARRAY['CATHODICALLY PROTECTED STEEL (GALVANIC)'::text, 'CATHODICALLY PROTECTED DOUBLE WALL STEEL (GALVANIC)'::text, 'TANK WAS RETROFITTED WITH CATHODIC PROTECTION'::text]) THEN 'Yes'::text ELSE NULL::text END) AS tank_corrosion_protection_sacrificial_anode, max( CASE WHEN x."DESCRIPTION_1" = 'CATHODICALLY PROTECTED STEEL (IMPRESSED CURRENT)'::text THEN 'Yes'::text ELSE NULL::text END) AS tank_corrosion_protection_impressed_current, max( CASE WHEN x."DESCRIPTION_1" = ANY (ARRAY['STEEL W/LINED INTERIOR'::text, 'CATHODICALLY PROTECTED STEEL WITH LINER'::text, 'TANK WAS RETROFITTED WITH LINING'::text]) THEN 'Yes'::text ELSE NULL::text END) AS tank_corrosion_protection_interior_lining FROM pa_ust.attributes x WHERE x."DESCRIPTION" = ANY (ARRAY['TANK CONSTRUCTION'::text, 'TANK UPGRADE'::text]) GROUP BY x."FAC_ID", x."F_NAME", x."TANK_NAME";
ust_tank | tank_corrosion_protection_impressed_current | v_tank_cp | tank_corrosion_protection_impressed_current | 3951 |  | CREATE OR REPLACE VIEW pa_ust.v_tank_cp AS SELECT x."FAC_ID" AS facility_id, x."F_NAME" AS facility_name, x."TANK_NAME" AS tank_id, max( CASE WHEN x."DESCRIPTION_1" = ANY (ARRAY['CATHODICALLY PROTECTED STEEL (GALVANIC)'::text, 'CATHODICALLY PROTECTED DOUBLE WALL STEEL (GALVANIC)'::text, 'TANK WAS RETROFITTED WITH CATHODIC PROTECTION'::text]) THEN 'Yes'::text ELSE NULL::text END) AS tank_corrosion_protection_sacrificial_anode, max( CASE WHEN x."DESCRIPTION_1" = 'CATHODICALLY PROTECTED STEEL (IMPRESSED CURRENT)'::text THEN 'Yes'::text ELSE NULL::text END) AS tank_corrosion_protection_impressed_current, max( CASE WHEN x."DESCRIPTION_1" = ANY (ARRAY['STEEL W/LINED INTERIOR'::text, 'CATHODICALLY PROTECTED STEEL WITH LINER'::text, 'TANK WAS RETROFITTED WITH LINING'::text]) THEN 'Yes'::text ELSE NULL::text END) AS tank_corrosion_protection_interior_lining FROM pa_ust.attributes x WHERE x."DESCRIPTION" = ANY (ARRAY['TANK CONSTRUCTION'::text, 'TANK UPGRADE'::text]) GROUP BY x."FAC_ID", x."F_NAME", x."TANK_NAME";
ust_tank | tank_corrosion_protection_interior_lining | v_tank_cp | tank_corrosion_protection_interior_lining | 3952 |  | CREATE OR REPLACE VIEW pa_ust.v_tank_cp AS SELECT x."FAC_ID" AS facility_id, x."F_NAME" AS facility_name, x."TANK_NAME" AS tank_id, max( CASE WHEN x."DESCRIPTION_1" = ANY (ARRAY['CATHODICALLY PROTECTED STEEL (GALVANIC)'::text, 'CATHODICALLY PROTECTED DOUBLE WALL STEEL (GALVANIC)'::text, 'TANK WAS RETROFITTED WITH CATHODIC PROTECTION'::text]) THEN 'Yes'::text ELSE NULL::text END) AS tank_corrosion_protection_sacrificial_anode, max( CASE WHEN x."DESCRIPTION_1" = 'CATHODICALLY PROTECTED STEEL (IMPRESSED CURRENT)'::text THEN 'Yes'::text ELSE NULL::text END) AS tank_corrosion_protection_impressed_current, max( CASE WHEN x."DESCRIPTION_1" = ANY (ARRAY['STEEL W/LINED INTERIOR'::text, 'CATHODICALLY PROTECTED STEEL WITH LINER'::text, 'TANK WAS RETROFITTED WITH LINING'::text]) THEN 'Yes'::text ELSE NULL::text END) AS tank_corrosion_protection_interior_lining FROM pa_ust.attributes x WHERE x."DESCRIPTION" = ANY (ARRAY['TANK CONSTRUCTION'::text, 'TANK UPGRADE'::text]) GROUP BY x."FAC_ID", x."F_NAME", x."TANK_NAME";
ust_tank | tank_secondary_containment_id | v_tank_sec_cont | tank_secondary_containment | 3953 |  | CREATE OR REPLACE VIEW pa_ust.v_tank_sec_cont AS SELECT DISTINCT x."FAC_ID" AS facility_id, x."F_NAME" AS facility_name, x."TANK_NAME" AS tank_id, max( CASE WHEN x."DESCRIPTION" = 'TANK CONSTRUCTION'::text AND (x."DESCRIPTION_1" = ANY (ARRAY['UNPROTECTED STEEL (SINGLE WALL)'::text, 'FIBERGLASS (SINGLE WALL)'::text, 'STEEL W/FRP COATING (ACT 100 OR EQUIVALENT) (SINGLE WALL)'::text, 'STEEL W/FRP COATING W/ ANODES (SINGLE WALL)'::text])) THEN 'Single Wall'::text WHEN x."DESCRIPTION" = 'TANK CONSTRUCTION'::text AND (x."DESCRIPTION_1" = ANY (ARRAY['UNPROTECTED STEEL (DOUBLE WALL)'::text, 'FIBERGLASS (DOUBLE WALL)'::text, 'CATHODICALLY PROTECTED DOUBLE WALL STEEL (GALVANIC)'::text, 'STEEL W/PLASTIC OR FRP JACKET W/ ANODES (DOUBLE WALL)'::text])) THEN 'Double Wall'::text WHEN x."DESCRIPTION" = 'TANK CONSTRUCTION'::text AND x."DESCRIPTION_1" = 'STEEL W/PLASTIC OR FIBERGLASS JACKET (DOUBLE WALL)'::text THEN 'Jacketed'::text WHEN x."DESCRIPTION" = 'TANK UPGRADE'::text AND x."DESCRIPTION_1" = 'TANK WAS RETROFITTED WITH RIGID BLADDER (EX. PHOENIX SYS)'::text THEN 'Double Wall'::text WHEN x."DESCRIPTION" = 'UST TOTAL SECONDARILY CONTAINED'::text AND x."DESCRIPTION_1" = 'NO'::text THEN 'Single Wall'::text WHEN x."DESCRIPTION" = 'UST TOTAL SECONDARILY CONTAINED'::text AND x."DESCRIPTION_1" = 'YES'::text THEN 'Double Wall'::text ELSE NULL::text END) AS tank_secondary_containment FROM pa_ust.attributes x WHERE x."DESCRIPTION" = ANY (ARRAY['UST TOTAL SECONDARILY CONTAINED'::text, 'TANK CONSTRUCTION'::text, 'TANK UPGRADE'::text]) GROUP BY x."FAC_ID", x."F_NAME", x."TANK_NAME";
ust_tank_substance | facility_id | tanks | OTHER_ID | 3954
ust_tank_substance | tank_id | tanks | RIGHT(SEQ_NUMBER, 3)::int | 3955 |  | RIGHT(SEQ_NUMBER, 3)::int
ust_tank_substance | substance_id | tanks | SUBSTANCE_CODE | 3956
ust_compartment | facility_id | tanks | OTHER_ID | 3957
ust_compartment | tank_id | tanks | RIGHT(SEQ_NUMBER, 3)::int | 3958 |  | RIGHT(SEQ_NUMBER, 3)::int
ust_compartment | compartment_id | erg_compartment_id | compartment_id | 3959 |  | RIGHT(SEQ_NUMBER, 3)::int
ust_compartment | compartment_status_id | tanks | STATUS | 3960
ust_compartment | compartment_capacity_gallons | tanks | CAPACITY | 3961
ust_compartment | overfill_prevention_ball_float_valve | v_overfill | overfill_prevention_ball_float_valve | 3962 |  | CREATE OR REPLACE VIEW pa_ust.v_overfill AS SELECT DISTINCT x."FAC_ID" AS facility_id, x."F_NAME" AS facility_name, x."TANK_NAME" AS tank_id, max( CASE WHEN x."DESCRIPTION_1" = 'BALL FLOAT VALVE'::text THEN 'Yes'::text ELSE NULL::text END) AS overfill_prevention_ball_float_valve, max( CASE WHEN x."DESCRIPTION_1" = 'DROP TUBE SHUTOFF DEVICE'::text THEN 'Yes'::text ELSE NULL::text END) AS overfill_prevention_flow_shutoff_device, max( CASE WHEN x."DESCRIPTION_1" = 'OVERFILL ALARM'::text THEN 'Yes'::text ELSE NULL::text END) AS overfill_prevention_high_level_alarm, max( CASE WHEN (x."DESCRIPTION_1" <> ALL (ARRAY['BALL FLOAT VALVE'::text, 'DROP TUBE SHUTOFF DEVICE'::text, 'OVERFILL ALARM'::text])) AND x."DESCRIPTION_1" = 'YES'::text THEN 'Yes'::text ELSE NULL::text END) AS overfill_prevention_other, max( CASE WHEN x."DESCRIPTION_1" = 'EXEMPT'::text THEN 'Yes'::text ELSE NULL::text END) AS overfill_prevention_not_required FROM pa_ust.attributes x WHERE x."DESCRIPTION" = 'OVERFILL PREVENTION'::text GROUP BY x."FAC_ID", x."F_NAME", x."TANK_NAME";
ust_compartment | overfill_prevention_flow_shutoff_device | v_overfill | overfill_prevention_flow_shutoff_device | 3963 |  | CREATE OR REPLACE VIEW pa_ust.v_overfill AS SELECT DISTINCT x."FAC_ID" AS facility_id, x."F_NAME" AS facility_name, x."TANK_NAME" AS tank_id, max( CASE WHEN x."DESCRIPTION_1" = 'BALL FLOAT VALVE'::text THEN 'Yes'::text ELSE NULL::text END) AS overfill_prevention_ball_float_valve, max( CASE WHEN x."DESCRIPTION_1" = 'DROP TUBE SHUTOFF DEVICE'::text THEN 'Yes'::text ELSE NULL::text END) AS overfill_prevention_flow_shutoff_device, max( CASE WHEN x."DESCRIPTION_1" = 'OVERFILL ALARM'::text THEN 'Yes'::text ELSE NULL::text END) AS overfill_prevention_high_level_alarm, max( CASE WHEN (x."DESCRIPTION_1" <> ALL (ARRAY['BALL FLOAT VALVE'::text, 'DROP TUBE SHUTOFF DEVICE'::text, 'OVERFILL ALARM'::text])) AND x."DESCRIPTION_1" = 'YES'::text THEN 'Yes'::text ELSE NULL::text END) AS overfill_prevention_other, max( CASE WHEN x."DESCRIPTION_1" = 'EXEMPT'::text THEN 'Yes'::text ELSE NULL::text END) AS overfill_prevention_not_required FROM pa_ust.attributes x WHERE x."DESCRIPTION" = 'OVERFILL PREVENTION'::text GROUP BY x."FAC_ID", x."F_NAME", x."TANK_NAME";
ust_compartment | overfill_prevention_high_level_alarm | v_overfill | overfill_prevention_high_level_alarm | 3964 |  | CREATE OR REPLACE VIEW pa_ust.v_overfill AS SELECT DISTINCT x."FAC_ID" AS facility_id, x."F_NAME" AS facility_name, x."TANK_NAME" AS tank_id, max( CASE WHEN x."DESCRIPTION_1" = 'BALL FLOAT VALVE'::text THEN 'Yes'::text ELSE NULL::text END) AS overfill_prevention_ball_float_valve, max( CASE WHEN x."DESCRIPTION_1" = 'DROP TUBE SHUTOFF DEVICE'::text THEN 'Yes'::text ELSE NULL::text END) AS overfill_prevention_flow_shutoff_device, max( CASE WHEN x."DESCRIPTION_1" = 'OVERFILL ALARM'::text THEN 'Yes'::text ELSE NULL::text END) AS overfill_prevention_high_level_alarm, max( CASE WHEN (x."DESCRIPTION_1" <> ALL (ARRAY['BALL FLOAT VALVE'::text, 'DROP TUBE SHUTOFF DEVICE'::text, 'OVERFILL ALARM'::text])) AND x."DESCRIPTION_1" = 'YES'::text THEN 'Yes'::text ELSE NULL::text END) AS overfill_prevention_other, max( CASE WHEN x."DESCRIPTION_1" = 'EXEMPT'::text THEN 'Yes'::text ELSE NULL::text END) AS overfill_prevention_not_required FROM pa_ust.attributes x WHERE x."DESCRIPTION" = 'OVERFILL PREVENTION'::text GROUP BY x."FAC_ID", x."F_NAME", x."TANK_NAME";
ust_compartment | overfill_prevention_other | v_overfill | overfill_prevention_other | 3965 |  | CREATE OR REPLACE VIEW pa_ust.v_overfill AS SELECT DISTINCT x."FAC_ID" AS facility_id, x."F_NAME" AS facility_name, x."TANK_NAME" AS tank_id, max( CASE WHEN x."DESCRIPTION_1" = 'BALL FLOAT VALVE'::text THEN 'Yes'::text ELSE NULL::text END) AS overfill_prevention_ball_float_valve, max( CASE WHEN x."DESCRIPTION_1" = 'DROP TUBE SHUTOFF DEVICE'::text THEN 'Yes'::text ELSE NULL::text END) AS overfill_prevention_flow_shutoff_device, max( CASE WHEN x."DESCRIPTION_1" = 'OVERFILL ALARM'::text THEN 'Yes'::text ELSE NULL::text END) AS overfill_prevention_high_level_alarm, max( CASE WHEN (x."DESCRIPTION_1" <> ALL (ARRAY['BALL FLOAT VALVE'::text, 'DROP TUBE SHUTOFF DEVICE'::text, 'OVERFILL ALARM'::text])) AND x."DESCRIPTION_1" = 'YES'::text THEN 'Yes'::text ELSE NULL::text END) AS overfill_prevention_other, max( CASE WHEN x."DESCRIPTION_1" = 'EXEMPT'::text THEN 'Yes'::text ELSE NULL::text END) AS overfill_prevention_not_required FROM pa_ust.attributes x WHERE x."DESCRIPTION" = 'OVERFILL PREVENTION'::text GROUP BY x."FAC_ID", x."F_NAME", x."TANK_NAME";
ust_compartment | overfill_prevention_not_required | v_overfill | overfill_prevention_not_required | 3966 |  | CREATE OR REPLACE VIEW pa_ust.v_overfill AS SELECT DISTINCT x."FAC_ID" AS facility_id, x."F_NAME" AS facility_name, x."TANK_NAME" AS tank_id, max( CASE WHEN x."DESCRIPTION_1" = 'BALL FLOAT VALVE'::text THEN 'Yes'::text ELSE NULL::text END) AS overfill_prevention_ball_float_valve, max( CASE WHEN x."DESCRIPTION_1" = 'DROP TUBE SHUTOFF DEVICE'::text THEN 'Yes'::text ELSE NULL::text END) AS overfill_prevention_flow_shutoff_device, max( CASE WHEN x."DESCRIPTION_1" = 'OVERFILL ALARM'::text THEN 'Yes'::text ELSE NULL::text END) AS overfill_prevention_high_level_alarm, max( CASE WHEN (x."DESCRIPTION_1" <> ALL (ARRAY['BALL FLOAT VALVE'::text, 'DROP TUBE SHUTOFF DEVICE'::text, 'OVERFILL ALARM'::text])) AND x."DESCRIPTION_1" = 'YES'::text THEN 'Yes'::text ELSE NULL::text END) AS overfill_prevention_other, max( CASE WHEN x."DESCRIPTION_1" = 'EXEMPT'::text THEN 'Yes'::text ELSE NULL::text END) AS overfill_prevention_not_required FROM pa_ust.attributes x WHERE x."DESCRIPTION" = 'OVERFILL PREVENTION'::text GROUP BY x."FAC_ID", x."F_NAME", x."TANK_NAME";
ust_compartment | spill_bucket_installed | v_spill_prevention | spill_bucket_installed | 3967 |  | CREATE OR REPLACE VIEW pa_ust.v_spill_prevention AS SELECT DISTINCT x."FAC_ID" AS facility_id, x."F_NAME" AS facility_name, x."TANK_NAME" AS tank_id, max( CASE WHEN x."DESCRIPTION_1" = ANY (ARRAY['DOUBLE WALL SPILL PREV'::text, 'SINGLE WALL SPILL PREV'::text, 'YES'::text]) THEN 'Yes'::text WHEN x."DESCRIPTION_1" = 'NO'::text THEN 'No'::text ELSE NULL::text END) AS spill_bucket_installed, max( CASE WHEN x."DESCRIPTION_1" = 'EXEMPT'::text THEN 'Yes'::text ELSE NULL::text END) AS spill_prevention_not_required FROM pa_ust.attributes x WHERE x."DESCRIPTION" = 'SPILL PREVENTION'::text GROUP BY x."FAC_ID", x."F_NAME", x."TANK_NAME";
ust_compartment | spill_prevention_other | v_spill_prevention | spill_prevention_other | 4042 |  | CREATE OR REPLACE VIEW pa_ust.v_spill_prevention AS SELECT DISTINCT x."FAC_ID" AS facility_id, x."F_NAME" AS facility_name, x."TANK_NAME" AS tank_id, max( CASE WHEN x."DESCRIPTION_1" = ANY (ARRAY['DOUBLE WALL SPILL PREV'::text, 'SINGLE WALL SPILL PREV'::text, 'YES'::text]) THEN 'Yes'::text WHEN x."DESCRIPTION_1" = 'NO'::text THEN 'No'::text ELSE NULL::text END) AS spill_bucket_installed, max( CASE WHEN x."DESCRIPTION_1" = 'EXEMPT'::text THEN 'Yes'::text ELSE NULL::text END) AS spill_prevention_not_required FROM pa_ust.attributes x WHERE x."DESCRIPTION" = 'SPILL PREVENTION'::text GROUP BY x."FAC_ID", x."F_NAME", x."TANK_NAME";
ust_compartment | spill_prevention_not_required | v_spill_prevention | spill_prevention_not_required | 3968 |  | CREATE OR REPLACE VIEW pa_ust.v_spill_prevention AS SELECT DISTINCT x."FAC_ID" AS facility_id, x."F_NAME" AS facility_name, x."TANK_NAME" AS tank_id, max( CASE WHEN x."DESCRIPTION_1" = ANY (ARRAY['DOUBLE WALL SPILL PREV'::text, 'SINGLE WALL SPILL PREV'::text, 'YES'::text]) THEN 'Yes'::text WHEN x."DESCRIPTION_1" = 'NO'::text THEN 'No'::text ELSE NULL::text END) AS spill_bucket_installed, max( CASE WHEN x."DESCRIPTION_1" = 'EXEMPT'::text THEN 'Yes'::text ELSE NULL::text END) AS spill_prevention_not_required FROM pa_ust.attributes x WHERE x."DESCRIPTION" = 'SPILL PREVENTION'::text GROUP BY x."FAC_ID", x."F_NAME", x."TANK_NAME";
ust_compartment | spill_bucket_wall_type_id | v_spill_wall_type | spill_bucket_wall_type | 3969 |  | CREATE OR REPLACE VIEW pa_ust.v_spill_wall_type AS SELECT DISTINCT x."FAC_ID" AS facility_id, x."F_NAME" AS facility_name, x."TANK_NAME" AS tank_id, max( CASE WHEN x."DESCRIPTION_1" = 'DOUBLE WALL SPILL PREV'::text THEN 'Double'::text WHEN x."DESCRIPTION_1" = 'SINGLE WALL SPILL PREV'::text THEN 'Single'::text ELSE NULL::text END) AS spill_bucket_wall_type FROM pa_ust.attributes x WHERE x."DESCRIPTION" = 'SPILL PREVENTION'::text GROUP BY x."FAC_ID", x."F_NAME", x."TANK_NAME";
ust_compartment | tank_interstitial_monitoring | v_tank_rd | tank_interstitial_monitoring | 3970 |  | CREATE OR REPLACE VIEW pa_ust.v_tank_rd AS SELECT DISTINCT x."FAC_ID" AS facility_id, x."F_NAME" AS facility_name, x."TANK_NAME" AS tank_id, max( CASE WHEN x."DESCRIPTION_1" = 'INTERSTITIAL MONITORING (2 WALLS)'::text THEN 'Yes'::text ELSE NULL::text END) AS tank_interstitial_monitoring, max( CASE WHEN x."DESCRIPTION_1" = 'AUTOMATIC TANK GAUGING'::text THEN 'Yes'::text ELSE NULL::text END) AS tank_automatic_tank_gauging_release_detection, max( CASE WHEN x."DESCRIPTION_1" = ANY (ARRAY['MANUAL TANK GAUGING (36 HRS)'::text, 'MANUAL TANK GAUGING (44 OR 58 HRS)'::text]) THEN 'Yes'::text ELSE NULL::text END) AS tank_manual_tank_gauging, max( CASE WHEN x."DESCRIPTION_1" = 'STATISTICAL INVENTORY RECONCILIATION'::text THEN 'Yes'::text ELSE NULL::text END) AS tank_statistical_inventory_reconciliation, max( CASE WHEN x."DESCRIPTION_1" = 'TANK TIGHTNESS TESTING (EVERY 5 YEARS)'::text THEN 'Yes'::text ELSE NULL::text END) AS tank_tightness_testing, max( CASE WHEN x."DESCRIPTION_1" = 'MONTHLY INVENTORY CONTROL'::text THEN 'Yes'::text ELSE NULL::text END) AS tank_inventory_control, max( CASE WHEN x."DESCRIPTION_1" = 'GROUNDWATER MONITORING'::text THEN 'Yes'::text ELSE NULL::text END) AS tank_groundwater_monitoring, max( CASE WHEN x."DESCRIPTION_1" = 'VAPOR MONITORING'::text THEN 'Yes'::text ELSE NULL::text END) AS tank_vapor_monitoring FROM pa_ust.attributes x WHERE x."DESCRIPTION" = 'TANK RELEASE DETECTION METHOD'::text GROUP BY x."FAC_ID", x."F_NAME", x."TANK_NAME";
ust_compartment | tank_automatic_tank_gauging_release_detection | v_tank_rd | tank_automatic_tank_gauging_release_detection | 3971 |  | CREATE OR REPLACE VIEW pa_ust.v_tank_rd AS SELECT DISTINCT x."FAC_ID" AS facility_id, x."F_NAME" AS facility_name, x."TANK_NAME" AS tank_id, max( CASE WHEN x."DESCRIPTION_1" = 'INTERSTITIAL MONITORING (2 WALLS)'::text THEN 'Yes'::text ELSE NULL::text END) AS tank_interstitial_monitoring, max( CASE WHEN x."DESCRIPTION_1" = 'AUTOMATIC TANK GAUGING'::text THEN 'Yes'::text ELSE NULL::text END) AS tank_automatic_tank_gauging_release_detection, max( CASE WHEN x."DESCRIPTION_1" = ANY (ARRAY['MANUAL TANK GAUGING (36 HRS)'::text, 'MANUAL TANK GAUGING (44 OR 58 HRS)'::text]) THEN 'Yes'::text ELSE NULL::text END) AS tank_manual_tank_gauging, max( CASE WHEN x."DESCRIPTION_1" = 'STATISTICAL INVENTORY RECONCILIATION'::text THEN 'Yes'::text ELSE NULL::text END) AS tank_statistical_inventory_reconciliation, max( CASE WHEN x."DESCRIPTION_1" = 'TANK TIGHTNESS TESTING (EVERY 5 YEARS)'::text THEN 'Yes'::text ELSE NULL::text END) AS tank_tightness_testing, max( CASE WHEN x."DESCRIPTION_1" = 'MONTHLY INVENTORY CONTROL'::text THEN 'Yes'::text ELSE NULL::text END) AS tank_inventory_control, max( CASE WHEN x."DESCRIPTION_1" = 'GROUNDWATER MONITORING'::text THEN 'Yes'::text ELSE NULL::text END) AS tank_groundwater_monitoring, max( CASE WHEN x."DESCRIPTION_1" = 'VAPOR MONITORING'::text THEN 'Yes'::text ELSE NULL::text END) AS tank_vapor_monitoring FROM pa_ust.attributes x WHERE x."DESCRIPTION" = 'TANK RELEASE DETECTION METHOD'::text GROUP BY x."FAC_ID", x."F_NAME", x."TANK_NAME";
ust_compartment | tank_manual_tank_gauging | v_tank_rd | tank_manual_tank_gauging | 3972 |  | CREATE OR REPLACE VIEW pa_ust.v_tank_rd AS SELECT DISTINCT x."FAC_ID" AS facility_id, x."F_NAME" AS facility_name, x."TANK_NAME" AS tank_id, max( CASE WHEN x."DESCRIPTION_1" = 'INTERSTITIAL MONITORING (2 WALLS)'::text THEN 'Yes'::text ELSE NULL::text END) AS tank_interstitial_monitoring, max( CASE WHEN x."DESCRIPTION_1" = 'AUTOMATIC TANK GAUGING'::text THEN 'Yes'::text ELSE NULL::text END) AS tank_automatic_tank_gauging_release_detection, max( CASE WHEN x."DESCRIPTION_1" = ANY (ARRAY['MANUAL TANK GAUGING (36 HRS)'::text, 'MANUAL TANK GAUGING (44 OR 58 HRS)'::text]) THEN 'Yes'::text ELSE NULL::text END) AS tank_manual_tank_gauging, max( CASE WHEN x."DESCRIPTION_1" = 'STATISTICAL INVENTORY RECONCILIATION'::text THEN 'Yes'::text ELSE NULL::text END) AS tank_statistical_inventory_reconciliation, max( CASE WHEN x."DESCRIPTION_1" = 'TANK TIGHTNESS TESTING (EVERY 5 YEARS)'::text THEN 'Yes'::text ELSE NULL::text END) AS tank_tightness_testing, max( CASE WHEN x."DESCRIPTION_1" = 'MONTHLY INVENTORY CONTROL'::text THEN 'Yes'::text ELSE NULL::text END) AS tank_inventory_control, max( CASE WHEN x."DESCRIPTION_1" = 'GROUNDWATER MONITORING'::text THEN 'Yes'::text ELSE NULL::text END) AS tank_groundwater_monitoring, max( CASE WHEN x."DESCRIPTION_1" = 'VAPOR MONITORING'::text THEN 'Yes'::text ELSE NULL::text END) AS tank_vapor_monitoring FROM pa_ust.attributes x WHERE x."DESCRIPTION" = 'TANK RELEASE DETECTION METHOD'::text GROUP BY x."FAC_ID", x."F_NAME", x."TANK_NAME";
ust_compartment | tank_statistical_inventory_reconciliation | v_tank_rd | tank_statistical_inventory_reconciliation | 3973 |  | CREATE OR REPLACE VIEW pa_ust.v_tank_rd AS SELECT DISTINCT x."FAC_ID" AS facility_id, x."F_NAME" AS facility_name, x."TANK_NAME" AS tank_id, max( CASE WHEN x."DESCRIPTION_1" = 'INTERSTITIAL MONITORING (2 WALLS)'::text THEN 'Yes'::text ELSE NULL::text END) AS tank_interstitial_monitoring, max( CASE WHEN x."DESCRIPTION_1" = 'AUTOMATIC TANK GAUGING'::text THEN 'Yes'::text ELSE NULL::text END) AS tank_automatic_tank_gauging_release_detection, max( CASE WHEN x."DESCRIPTION_1" = ANY (ARRAY['MANUAL TANK GAUGING (36 HRS)'::text, 'MANUAL TANK GAUGING (44 OR 58 HRS)'::text]) THEN 'Yes'::text ELSE NULL::text END) AS tank_manual_tank_gauging, max( CASE WHEN x."DESCRIPTION_1" = 'STATISTICAL INVENTORY RECONCILIATION'::text THEN 'Yes'::text ELSE NULL::text END) AS tank_statistical_inventory_reconciliation, max( CASE WHEN x."DESCRIPTION_1" = 'TANK TIGHTNESS TESTING (EVERY 5 YEARS)'::text THEN 'Yes'::text ELSE NULL::text END) AS tank_tightness_testing, max( CASE WHEN x."DESCRIPTION_1" = 'MONTHLY INVENTORY CONTROL'::text THEN 'Yes'::text ELSE NULL::text END) AS tank_inventory_control, max( CASE WHEN x."DESCRIPTION_1" = 'GROUNDWATER MONITORING'::text THEN 'Yes'::text ELSE NULL::text END) AS tank_groundwater_monitoring, max( CASE WHEN x."DESCRIPTION_1" = 'VAPOR MONITORING'::text THEN 'Yes'::text ELSE NULL::text END) AS tank_vapor_monitoring FROM pa_ust.attributes x WHERE x."DESCRIPTION" = 'TANK RELEASE DETECTION METHOD'::text GROUP BY x."FAC_ID", x."F_NAME", x."TANK_NAME";
ust_compartment | tank_tightness_testing | v_tank_rd | tank_tightness_testing | 3974 |  | CREATE OR REPLACE VIEW pa_ust.v_tank_rd AS SELECT DISTINCT x."FAC_ID" AS facility_id, x."F_NAME" AS facility_name, x."TANK_NAME" AS tank_id, max( CASE WHEN x."DESCRIPTION_1" = 'INTERSTITIAL MONITORING (2 WALLS)'::text THEN 'Yes'::text ELSE NULL::text END) AS tank_interstitial_monitoring, max( CASE WHEN x."DESCRIPTION_1" = 'AUTOMATIC TANK GAUGING'::text THEN 'Yes'::text ELSE NULL::text END) AS tank_automatic_tank_gauging_release_detection, max( CASE WHEN x."DESCRIPTION_1" = ANY (ARRAY['MANUAL TANK GAUGING (36 HRS)'::text, 'MANUAL TANK GAUGING (44 OR 58 HRS)'::text]) THEN 'Yes'::text ELSE NULL::text END) AS tank_manual_tank_gauging, max( CASE WHEN x."DESCRIPTION_1" = 'STATISTICAL INVENTORY RECONCILIATION'::text THEN 'Yes'::text ELSE NULL::text END) AS tank_statistical_inventory_reconciliation, max( CASE WHEN x."DESCRIPTION_1" = 'TANK TIGHTNESS TESTING (EVERY 5 YEARS)'::text THEN 'Yes'::text ELSE NULL::text END) AS tank_tightness_testing, max( CASE WHEN x."DESCRIPTION_1" = 'MONTHLY INVENTORY CONTROL'::text THEN 'Yes'::text ELSE NULL::text END) AS tank_inventory_control, max( CASE WHEN x."DESCRIPTION_1" = 'GROUNDWATER MONITORING'::text THEN 'Yes'::text ELSE NULL::text END) AS tank_groundwater_monitoring, max( CASE WHEN x."DESCRIPTION_1" = 'VAPOR MONITORING'::text THEN 'Yes'::text ELSE NULL::text END) AS tank_vapor_monitoring FROM pa_ust.attributes x WHERE x."DESCRIPTION" = 'TANK RELEASE DETECTION METHOD'::text GROUP BY x."FAC_ID", x."F_NAME", x."TANK_NAME";
ust_compartment | tank_inventory_control | v_tank_rd | tank_inventory_control | 3975 |  | CREATE OR REPLACE VIEW pa_ust.v_tank_rd AS SELECT DISTINCT x."FAC_ID" AS facility_id, x."F_NAME" AS facility_name, x."TANK_NAME" AS tank_id, max( CASE WHEN x."DESCRIPTION_1" = 'INTERSTITIAL MONITORING (2 WALLS)'::text THEN 'Yes'::text ELSE NULL::text END) AS tank_interstitial_monitoring, max( CASE WHEN x."DESCRIPTION_1" = 'AUTOMATIC TANK GAUGING'::text THEN 'Yes'::text ELSE NULL::text END) AS tank_automatic_tank_gauging_release_detection, max( CASE WHEN x."DESCRIPTION_1" = ANY (ARRAY['MANUAL TANK GAUGING (36 HRS)'::text, 'MANUAL TANK GAUGING (44 OR 58 HRS)'::text]) THEN 'Yes'::text ELSE NULL::text END) AS tank_manual_tank_gauging, max( CASE WHEN x."DESCRIPTION_1" = 'STATISTICAL INVENTORY RECONCILIATION'::text THEN 'Yes'::text ELSE NULL::text END) AS tank_statistical_inventory_reconciliation, max( CASE WHEN x."DESCRIPTION_1" = 'TANK TIGHTNESS TESTING (EVERY 5 YEARS)'::text THEN 'Yes'::text ELSE NULL::text END) AS tank_tightness_testing, max( CASE WHEN x."DESCRIPTION_1" = 'MONTHLY INVENTORY CONTROL'::text THEN 'Yes'::text ELSE NULL::text END) AS tank_inventory_control, max( CASE WHEN x."DESCRIPTION_1" = 'GROUNDWATER MONITORING'::text THEN 'Yes'::text ELSE NULL::text END) AS tank_groundwater_monitoring, max( CASE WHEN x."DESCRIPTION_1" = 'VAPOR MONITORING'::text THEN 'Yes'::text ELSE NULL::text END) AS tank_vapor_monitoring FROM pa_ust.attributes x WHERE x."DESCRIPTION" = 'TANK RELEASE DETECTION METHOD'::text GROUP BY x."FAC_ID", x."F_NAME", x."TANK_NAME";
ust_compartment | tank_groundwater_monitoring | v_tank_rd | tank_groundwater_monitoring | 3976 |  | CREATE OR REPLACE VIEW pa_ust.v_tank_rd AS SELECT DISTINCT x."FAC_ID" AS facility_id, x."F_NAME" AS facility_name, x."TANK_NAME" AS tank_id, max( CASE WHEN x."DESCRIPTION_1" = 'INTERSTITIAL MONITORING (2 WALLS)'::text THEN 'Yes'::text ELSE NULL::text END) AS tank_interstitial_monitoring, max( CASE WHEN x."DESCRIPTION_1" = 'AUTOMATIC TANK GAUGING'::text THEN 'Yes'::text ELSE NULL::text END) AS tank_automatic_tank_gauging_release_detection, max( CASE WHEN x."DESCRIPTION_1" = ANY (ARRAY['MANUAL TANK GAUGING (36 HRS)'::text, 'MANUAL TANK GAUGING (44 OR 58 HRS)'::text]) THEN 'Yes'::text ELSE NULL::text END) AS tank_manual_tank_gauging, max( CASE WHEN x."DESCRIPTION_1" = 'STATISTICAL INVENTORY RECONCILIATION'::text THEN 'Yes'::text ELSE NULL::text END) AS tank_statistical_inventory_reconciliation, max( CASE WHEN x."DESCRIPTION_1" = 'TANK TIGHTNESS TESTING (EVERY 5 YEARS)'::text THEN 'Yes'::text ELSE NULL::text END) AS tank_tightness_testing, max( CASE WHEN x."DESCRIPTION_1" = 'MONTHLY INVENTORY CONTROL'::text THEN 'Yes'::text ELSE NULL::text END) AS tank_inventory_control, max( CASE WHEN x."DESCRIPTION_1" = 'GROUNDWATER MONITORING'::text THEN 'Yes'::text ELSE NULL::text END) AS tank_groundwater_monitoring, max( CASE WHEN x."DESCRIPTION_1" = 'VAPOR MONITORING'::text THEN 'Yes'::text ELSE NULL::text END) AS tank_vapor_monitoring FROM pa_ust.attributes x WHERE x."DESCRIPTION" = 'TANK RELEASE DETECTION METHOD'::text GROUP BY x."FAC_ID", x."F_NAME", x."TANK_NAME";
ust_compartment | tank_vapor_monitoring | v_tank_rd | tank_vapor_monitoring | 3977 |  | CREATE OR REPLACE VIEW pa_ust.v_tank_rd AS SELECT DISTINCT x."FAC_ID" AS facility_id, x."F_NAME" AS facility_name, x."TANK_NAME" AS tank_id, max( CASE WHEN x."DESCRIPTION_1" = 'INTERSTITIAL MONITORING (2 WALLS)'::text THEN 'Yes'::text ELSE NULL::text END) AS tank_interstitial_monitoring, max( CASE WHEN x."DESCRIPTION_1" = 'AUTOMATIC TANK GAUGING'::text THEN 'Yes'::text ELSE NULL::text END) AS tank_automatic_tank_gauging_release_detection, max( CASE WHEN x."DESCRIPTION_1" = ANY (ARRAY['MANUAL TANK GAUGING (36 HRS)'::text, 'MANUAL TANK GAUGING (44 OR 58 HRS)'::text]) THEN 'Yes'::text ELSE NULL::text END) AS tank_manual_tank_gauging, max( CASE WHEN x."DESCRIPTION_1" = 'STATISTICAL INVENTORY RECONCILIATION'::text THEN 'Yes'::text ELSE NULL::text END) AS tank_statistical_inventory_reconciliation, max( CASE WHEN x."DESCRIPTION_1" = 'TANK TIGHTNESS TESTING (EVERY 5 YEARS)'::text THEN 'Yes'::text ELSE NULL::text END) AS tank_tightness_testing, max( CASE WHEN x."DESCRIPTION_1" = 'MONTHLY INVENTORY CONTROL'::text THEN 'Yes'::text ELSE NULL::text END) AS tank_inventory_control, max( CASE WHEN x."DESCRIPTION_1" = 'GROUNDWATER MONITORING'::text THEN 'Yes'::text ELSE NULL::text END) AS tank_groundwater_monitoring, max( CASE WHEN x."DESCRIPTION_1" = 'VAPOR MONITORING'::text THEN 'Yes'::text ELSE NULL::text END) AS tank_vapor_monitoring FROM pa_ust.attributes x WHERE x."DESCRIPTION" = 'TANK RELEASE DETECTION METHOD'::text GROUP BY x."FAC_ID", x."F_NAME", x."TANK_NAME";
ust_piping | facility_id | tanks | OTHER_ID | 3978
ust_piping | tank_id | tanks | RIGHT(SEQ_NUMBER, 3)::int | 3979 |  | RIGHT(SEQ_NUMBER, 3)::int
ust_piping | compartment_id | erg_compartment_id | compartment_id | 4083
ust_piping | piping_id | erg_piping_id | piping_id | 4085
ust_piping | piping_style_id | v_piping_style | piping_style | 3981 |  | CREATE OR REPLACE VIEW pa_ust.v_piping_style AS SELECT DISTINCT x."FAC_ID" AS facility_id, x."F_NAME" AS facility_name, x."TANK_NAME" AS tank_id, x."DESCRIPTION_1" AS piping_style, row_number() OVER (PARTITION BY x."FAC_ID", x."F_NAME", x."TANK_NAME" ORDER BY ( CASE WHEN x."DESCRIPTION_1" = ANY (ARRAY['SUCTION: CHECK VALVE AT PUMP'::text, 'SUCTION: CHECK VALVE AT TANK'::text]) THEN 1 WHEN x."DESCRIPTION_1" = 'PRESSURE'::text THEN 2 WHEN x."DESCRIPTION_1" = 'GRAVITY FED'::text THEN 3 WHEN x."DESCRIPTION_1" = 'NONE'::text THEN 4 ELSE NULL::integer END)) AS row_num, max( CASE WHEN x."DESCRIPTION_1" = 'SUCTION: CHECK VALVE AT PUMP'::text THEN 'Yes'::text ELSE NULL::text END) AS safe_suction, max( CASE WHEN x."DESCRIPTION_1" = 'SUCTION: CHECK VALVE AT TANK'::text THEN 'Yes'::text ELSE NULL::text END) AS american_suction FROM pa_ust.attributes x WHERE x."DESCRIPTION" = 'PUMP/DELIVERY SYSTEM'::text AND x."DESCRIPTION_1" <> 'FLOODED SUCTION (ASTS ONLY)'::text GROUP BY x."FAC_ID", x."F_NAME", x."TANK_NAME", x."DESCRIPTION_1";
ust_piping | safe_suction | v_piping_style | safe_suction | 3982 |  | CREATE OR REPLACE VIEW pa_ust.v_piping_style AS SELECT DISTINCT x."FAC_ID" AS facility_id, x."F_NAME" AS facility_name, x."TANK_NAME" AS tank_id, x."DESCRIPTION_1" AS piping_style, row_number() OVER (PARTITION BY x."FAC_ID", x."F_NAME", x."TANK_NAME" ORDER BY ( CASE WHEN x."DESCRIPTION_1" = ANY (ARRAY['SUCTION: CHECK VALVE AT PUMP'::text, 'SUCTION: CHECK VALVE AT TANK'::text]) THEN 1 WHEN x."DESCRIPTION_1" = 'PRESSURE'::text THEN 2 WHEN x."DESCRIPTION_1" = 'GRAVITY FED'::text THEN 3 WHEN x."DESCRIPTION_1" = 'NONE'::text THEN 4 ELSE NULL::integer END)) AS row_num, max( CASE WHEN x."DESCRIPTION_1" = 'SUCTION: CHECK VALVE AT PUMP'::text THEN 'Yes'::text ELSE NULL::text END) AS safe_suction, max( CASE WHEN x."DESCRIPTION_1" = 'SUCTION: CHECK VALVE AT TANK'::text THEN 'Yes'::text ELSE NULL::text END) AS american_suction FROM pa_ust.attributes x WHERE x."DESCRIPTION" = 'PUMP/DELIVERY SYSTEM'::text AND x."DESCRIPTION_1" <> 'FLOODED SUCTION (ASTS ONLY)'::text GROUP BY x."FAC_ID", x."F_NAME", x."TANK_NAME", x."DESCRIPTION_1";
ust_piping | american_suction | v_piping_style | american_suction | 3983 |  | CREATE OR REPLACE VIEW pa_ust.v_piping_style AS SELECT DISTINCT x."FAC_ID" AS facility_id, x."F_NAME" AS facility_name, x."TANK_NAME" AS tank_id, x."DESCRIPTION_1" AS piping_style, row_number() OVER (PARTITION BY x."FAC_ID", x."F_NAME", x."TANK_NAME" ORDER BY ( CASE WHEN x."DESCRIPTION_1" = ANY (ARRAY['SUCTION: CHECK VALVE AT PUMP'::text, 'SUCTION: CHECK VALVE AT TANK'::text]) THEN 1 WHEN x."DESCRIPTION_1" = 'PRESSURE'::text THEN 2 WHEN x."DESCRIPTION_1" = 'GRAVITY FED'::text THEN 3 WHEN x."DESCRIPTION_1" = 'NONE'::text THEN 4 ELSE NULL::integer END)) AS row_num, max( CASE WHEN x."DESCRIPTION_1" = 'SUCTION: CHECK VALVE AT PUMP'::text THEN 'Yes'::text ELSE NULL::text END) AS safe_suction, max( CASE WHEN x."DESCRIPTION_1" = 'SUCTION: CHECK VALVE AT TANK'::text THEN 'Yes'::text ELSE NULL::text END) AS american_suction FROM pa_ust.attributes x WHERE x."DESCRIPTION" = 'PUMP/DELIVERY SYSTEM'::text AND x."DESCRIPTION_1" <> 'FLOODED SUCTION (ASTS ONLY)'::text GROUP BY x."FAC_ID", x."F_NAME", x."TANK_NAME", x."DESCRIPTION_1";
ust_piping | piping_material_frp | v_piping_material | piping_material_frp | 3984 |  | CREATE OR REPLACE VIEW pa_ust.v_piping_material AS SELECT DISTINCT x."FAC_ID" AS facility_id, x."F_NAME" AS facility_name, x."TANK_NAME" AS tank_id, max( CASE WHEN x."DESCRIPTION" = 'UG PIPING CONSTRUCTION'::text AND (x."DESCRIPTION_1" = ANY (ARRAY['FIBERGLASS'::text, 'Double wall, rigid (FRP) primary'::text])) THEN 'Yes'::text WHEN x."DESCRIPTION" = 'UG SINGLE / INNER WALL PIPING'::text AND x."DESCRIPTION_1" = 'FRP'::text THEN 'Yes'::text WHEN x."DESCRIPTION" = 'UG OUTER WALL PIPING'::text AND x."DESCRIPTION_1" = 'FRP, OUTER'::text THEN 'Yes'::text ELSE NULL::text END) AS piping_material_frp, max( CASE WHEN x."DESCRIPTION" = 'UG SINGLE / INNER WALL PIPING'::text AND x."DESCRIPTION_1" = 'STAINLESS STEEL'::text THEN 'Yes'::text ELSE NULL::text END) AS piping_material_stainless_steel, max( CASE WHEN x."DESCRIPTION" = 'UG PIPING CONSTRUCTION'::text AND (x."DESCRIPTION_1" = ANY (ARRAY['BARE STEEL'::text, 'CATHODICALLY PROTECTED, METALLIC'::text, 'Double wall, metallic primary'::text])) THEN 'Yes'::text WHEN x."DESCRIPTION" = 'UG SINGLE / INNER WALL PIPING'::text AND (x."DESCRIPTION_1" = ANY (ARRAY['BARE STEEL'::text, 'CP PROTECTED'::text])) THEN 'Yes'::text WHEN x."DESCRIPTION" = 'UG OUTER WALL PIPING'::text AND (x."DESCRIPTION_1" = ANY (ARRAY['BARE STEEL, OUTER'::text, 'CP PROTECTED, OUTER'::text, 'POLY-ENCASED STAINLESS STEEL, OUTER'::text])) THEN 'Yes'::text ELSE NULL::text END) AS piping_material_steel, max( CASE WHEN x."DESCRIPTION" = 'UG PIPING CONSTRUCTION'::text AND x."DESCRIPTION_1" = 'COPPER'::text THEN 'Yes'::text WHEN x."DESCRIPTION" = 'UG SINGLE / INNER WALL PIPING'::text AND x."DESCRIPTION_1" = 'COPPER'::text THEN 'Yes'::text ELSE NULL::text END) AS piping_material_copper, max( CASE WHEN x."DESCRIPTION" = 'UG PIPING CONSTRUCTION'::text AND (x."DESCRIPTION_1" = ANY (ARRAY['FLEXIBLE NON-METALLIC'::text, 'Double wall, flexible primary'::text])) THEN 'Yes'::text WHEN x."DESCRIPTION" = 'UG SINGLE / INNER WALL PIPING'::text AND x."DESCRIPTION_1" = 'FLEX'::text THEN 'Yes'::text WHEN x."DESCRIPTION" = 'UG OUTER WALL PIPING'::text AND x."DESCRIPTION_1" = 'FLEX, OUTER'::text THEN 'Yes'::text ELSE NULL::text END) AS piping_material_flex, max( CASE WHEN x."DESCRIPTION" = 'UG PIPING CONSTRUCTION'::text AND x."DESCRIPTION_1" = 'NONE'::text THEN 'Yes'::text WHEN x."DESCRIPTION" = 'UG SINGLE / INNER WALL PIPING'::text AND x."DESCRIPTION_1" = 'NO DISPENSING PIPING'::text THEN 'Yes'::text ELSE NULL::text END) AS piping_material_no_piping, max( CASE WHEN x."DESCRIPTION" = 'UG PIPING CONSTRUCTION'::text AND (x."DESCRIPTION_1" = ANY (ARRAY['JACKETED'::text, 'OTHER (COMPLIANT)'::text])) THEN 'Yes'::text WHEN x."DESCRIPTION" = 'UG SINGLE / INNER WALL PIPING'::text AND x."DESCRIPTION_1" = 'OTHER'::text THEN 'Yes'::text WHEN x."DESCRIPTION" = 'UG OUTER WALL PIPING'::text AND x."DESCRIPTION_1" = 'OTHER, OUTER'::text THEN 'Yes'::text ELSE NULL::text END) AS piping_material_other, max( CASE WHEN x."DESCRIPTION" = 'UG PIPING CONSTRUCTION'::text AND x."DESCRIPTION_1" = 'UNKNOWN'::text THEN 'Yes'::text WHEN x."DESCRIPTION" = 'UG SINGLE / INNER WALL PIPING'::text AND x."DESCRIPTION_1" = 'UNKNOWN'::text THEN 'Yes'::text WHEN x."DESCRIPTION" = 'UG OUTER WALL PIPING'::text AND x."DESCRIPTION_1" = 'UNKNOWN, OUTER'::text THEN 'Yes'::text ELSE NULL::text END) AS piping_material_unknown FROM pa_ust.attributes x WHERE x."DESCRIPTION" = ANY (ARRAY['UG PIPING CONSTRUCTION'::text, 'UG SINGLE / INNER WALL
ust_piping | piping_material_stainless_steel | v_piping_material | piping_material_stainless_steel | 3985 |  | CREATE OR REPLACE VIEW pa_ust.v_piping_material AS SELECT DISTINCT x."FAC_ID" AS facility_id, x."F_NAME" AS facility_name, x."TANK_NAME" AS tank_id, max( CASE WHEN x."DESCRIPTION" = 'UG PIPING CONSTRUCTION'::text AND (x."DESCRIPTION_1" = ANY (ARRAY['FIBERGLASS'::text, 'Double wall, rigid (FRP) primary'::text])) THEN 'Yes'::text WHEN x."DESCRIPTION" = 'UG SINGLE / INNER WALL PIPING'::text AND x."DESCRIPTION_1" = 'FRP'::text THEN 'Yes'::text WHEN x."DESCRIPTION" = 'UG OUTER WALL PIPING'::text AND x."DESCRIPTION_1" = 'FRP, OUTER'::text THEN 'Yes'::text ELSE NULL::text END) AS piping_material_frp, max( CASE WHEN x."DESCRIPTION" = 'UG SINGLE / INNER WALL PIPING'::text AND x."DESCRIPTION_1" = 'STAINLESS STEEL'::text THEN 'Yes'::text ELSE NULL::text END) AS piping_material_stainless_steel, max( CASE WHEN x."DESCRIPTION" = 'UG PIPING CONSTRUCTION'::text AND (x."DESCRIPTION_1" = ANY (ARRAY['BARE STEEL'::text, 'CATHODICALLY PROTECTED, METALLIC'::text, 'Double wall, metallic primary'::text])) THEN 'Yes'::text WHEN x."DESCRIPTION" = 'UG SINGLE / INNER WALL PIPING'::text AND (x."DESCRIPTION_1" = ANY (ARRAY['BARE STEEL'::text, 'CP PROTECTED'::text])) THEN 'Yes'::text WHEN x."DESCRIPTION" = 'UG OUTER WALL PIPING'::text AND (x."DESCRIPTION_1" = ANY (ARRAY['BARE STEEL, OUTER'::text, 'CP PROTECTED, OUTER'::text, 'POLY-ENCASED STAINLESS STEEL, OUTER'::text])) THEN 'Yes'::text ELSE NULL::text END) AS piping_material_steel, max( CASE WHEN x."DESCRIPTION" = 'UG PIPING CONSTRUCTION'::text AND x."DESCRIPTION_1" = 'COPPER'::text THEN 'Yes'::text WHEN x."DESCRIPTION" = 'UG SINGLE / INNER WALL PIPING'::text AND x."DESCRIPTION_1" = 'COPPER'::text THEN 'Yes'::text ELSE NULL::text END) AS piping_material_copper, max( CASE WHEN x."DESCRIPTION" = 'UG PIPING CONSTRUCTION'::text AND (x."DESCRIPTION_1" = ANY (ARRAY['FLEXIBLE NON-METALLIC'::text, 'Double wall, flexible primary'::text])) THEN 'Yes'::text WHEN x."DESCRIPTION" = 'UG SINGLE / INNER WALL PIPING'::text AND x."DESCRIPTION_1" = 'FLEX'::text THEN 'Yes'::text WHEN x."DESCRIPTION" = 'UG OUTER WALL PIPING'::text AND x."DESCRIPTION_1" = 'FLEX, OUTER'::text THEN 'Yes'::text ELSE NULL::text END) AS piping_material_flex, max( CASE WHEN x."DESCRIPTION" = 'UG PIPING CONSTRUCTION'::text AND x."DESCRIPTION_1" = 'NONE'::text THEN 'Yes'::text WHEN x."DESCRIPTION" = 'UG SINGLE / INNER WALL PIPING'::text AND x."DESCRIPTION_1" = 'NO DISPENSING PIPING'::text THEN 'Yes'::text ELSE NULL::text END) AS piping_material_no_piping, max( CASE WHEN x."DESCRIPTION" = 'UG PIPING CONSTRUCTION'::text AND (x."DESCRIPTION_1" = ANY (ARRAY['JACKETED'::text, 'OTHER (COMPLIANT)'::text])) THEN 'Yes'::text WHEN x."DESCRIPTION" = 'UG SINGLE / INNER WALL PIPING'::text AND x."DESCRIPTION_1" = 'OTHER'::text THEN 'Yes'::text WHEN x."DESCRIPTION" = 'UG OUTER WALL PIPING'::text AND x."DESCRIPTION_1" = 'OTHER, OUTER'::text THEN 'Yes'::text ELSE NULL::text END) AS piping_material_other, max( CASE WHEN x."DESCRIPTION" = 'UG PIPING CONSTRUCTION'::text AND x."DESCRIPTION_1" = 'UNKNOWN'::text THEN 'Yes'::text WHEN x."DESCRIPTION" = 'UG SINGLE / INNER WALL PIPING'::text AND x."DESCRIPTION_1" = 'UNKNOWN'::text THEN 'Yes'::text WHEN x."DESCRIPTION" = 'UG OUTER WALL PIPING'::text AND x."DESCRIPTION_1" = 'UNKNOWN, OUTER'::text THEN 'Yes'::text ELSE NULL::text END) AS piping_material_unknown FROM pa_ust.attributes x WHERE x."DESCRIPTION" = ANY (ARRAY['UG PIPING CONSTRUCTION'::text, 'UG SINGLE / INNER WALL
ust_piping | piping_material_steel | v_piping_material | piping_material_steel | 3986 |  | CREATE OR REPLACE VIEW pa_ust.v_piping_material AS SELECT DISTINCT x."FAC_ID" AS facility_id, x."F_NAME" AS facility_name, x."TANK_NAME" AS tank_id, max( CASE WHEN x."DESCRIPTION" = 'UG PIPING CONSTRUCTION'::text AND (x."DESCRIPTION_1" = ANY (ARRAY['FIBERGLASS'::text, 'Double wall, rigid (FRP) primary'::text])) THEN 'Yes'::text WHEN x."DESCRIPTION" = 'UG SINGLE / INNER WALL PIPING'::text AND x."DESCRIPTION_1" = 'FRP'::text THEN 'Yes'::text WHEN x."DESCRIPTION" = 'UG OUTER WALL PIPING'::text AND x."DESCRIPTION_1" = 'FRP, OUTER'::text THEN 'Yes'::text ELSE NULL::text END) AS piping_material_frp, max( CASE WHEN x."DESCRIPTION" = 'UG SINGLE / INNER WALL PIPING'::text AND x."DESCRIPTION_1" = 'STAINLESS STEEL'::text THEN 'Yes'::text ELSE NULL::text END) AS piping_material_stainless_steel, max( CASE WHEN x."DESCRIPTION" = 'UG PIPING CONSTRUCTION'::text AND (x."DESCRIPTION_1" = ANY (ARRAY['BARE STEEL'::text, 'CATHODICALLY PROTECTED, METALLIC'::text, 'Double wall, metallic primary'::text])) THEN 'Yes'::text WHEN x."DESCRIPTION" = 'UG SINGLE / INNER WALL PIPING'::text AND (x."DESCRIPTION_1" = ANY (ARRAY['BARE STEEL'::text, 'CP PROTECTED'::text])) THEN 'Yes'::text WHEN x."DESCRIPTION" = 'UG OUTER WALL PIPING'::text AND (x."DESCRIPTION_1" = ANY (ARRAY['BARE STEEL, OUTER'::text, 'CP PROTECTED, OUTER'::text, 'POLY-ENCASED STAINLESS STEEL, OUTER'::text])) THEN 'Yes'::text ELSE NULL::text END) AS piping_material_steel, max( CASE WHEN x."DESCRIPTION" = 'UG PIPING CONSTRUCTION'::text AND x."DESCRIPTION_1" = 'COPPER'::text THEN 'Yes'::text WHEN x."DESCRIPTION" = 'UG SINGLE / INNER WALL PIPING'::text AND x."DESCRIPTION_1" = 'COPPER'::text THEN 'Yes'::text ELSE NULL::text END) AS piping_material_copper, max( CASE WHEN x."DESCRIPTION" = 'UG PIPING CONSTRUCTION'::text AND (x."DESCRIPTION_1" = ANY (ARRAY['FLEXIBLE NON-METALLIC'::text, 'Double wall, flexible primary'::text])) THEN 'Yes'::text WHEN x."DESCRIPTION" = 'UG SINGLE / INNER WALL PIPING'::text AND x."DESCRIPTION_1" = 'FLEX'::text THEN 'Yes'::text WHEN x."DESCRIPTION" = 'UG OUTER WALL PIPING'::text AND x."DESCRIPTION_1" = 'FLEX, OUTER'::text THEN 'Yes'::text ELSE NULL::text END) AS piping_material_flex, max( CASE WHEN x."DESCRIPTION" = 'UG PIPING CONSTRUCTION'::text AND x."DESCRIPTION_1" = 'NONE'::text THEN 'Yes'::text WHEN x."DESCRIPTION" = 'UG SINGLE / INNER WALL PIPING'::text AND x."DESCRIPTION_1" = 'NO DISPENSING PIPING'::text THEN 'Yes'::text ELSE NULL::text END) AS piping_material_no_piping, max( CASE WHEN x."DESCRIPTION" = 'UG PIPING CONSTRUCTION'::text AND (x."DESCRIPTION_1" = ANY (ARRAY['JACKETED'::text, 'OTHER (COMPLIANT)'::text])) THEN 'Yes'::text WHEN x."DESCRIPTION" = 'UG SINGLE / INNER WALL PIPING'::text AND x."DESCRIPTION_1" = 'OTHER'::text THEN 'Yes'::text WHEN x."DESCRIPTION" = 'UG OUTER WALL PIPING'::text AND x."DESCRIPTION_1" = 'OTHER, OUTER'::text THEN 'Yes'::text ELSE NULL::text END) AS piping_material_other, max( CASE WHEN x."DESCRIPTION" = 'UG PIPING CONSTRUCTION'::text AND x."DESCRIPTION_1" = 'UNKNOWN'::text THEN 'Yes'::text WHEN x."DESCRIPTION" = 'UG SINGLE / INNER WALL PIPING'::text AND x."DESCRIPTION_1" = 'UNKNOWN'::text THEN 'Yes'::text WHEN x."DESCRIPTION" = 'UG OUTER WALL PIPING'::text AND x."DESCRIPTION_1" = 'UNKNOWN, OUTER'::text THEN 'Yes'::text ELSE NULL::text END) AS piping_material_unknown FROM pa_ust.attributes x WHERE x."DESCRIPTION" = ANY (ARRAY['UG PIPING CONSTRUCTION'::text, 'UG SINGLE / INNER WALL
ust_piping | piping_material_copper | v_piping_material | piping_material_copper | 3987 |  | CREATE OR REPLACE VIEW pa_ust.v_piping_material AS SELECT DISTINCT x."FAC_ID" AS facility_id, x."F_NAME" AS facility_name, x."TANK_NAME" AS tank_id, max( CASE WHEN x."DESCRIPTION" = 'UG PIPING CONSTRUCTION'::text AND (x."DESCRIPTION_1" = ANY (ARRAY['FIBERGLASS'::text, 'Double wall, rigid (FRP) primary'::text])) THEN 'Yes'::text WHEN x."DESCRIPTION" = 'UG SINGLE / INNER WALL PIPING'::text AND x."DESCRIPTION_1" = 'FRP'::text THEN 'Yes'::text WHEN x."DESCRIPTION" = 'UG OUTER WALL PIPING'::text AND x."DESCRIPTION_1" = 'FRP, OUTER'::text THEN 'Yes'::text ELSE NULL::text END) AS piping_material_frp, max( CASE WHEN x."DESCRIPTION" = 'UG SINGLE / INNER WALL PIPING'::text AND x."DESCRIPTION_1" = 'STAINLESS STEEL'::text THEN 'Yes'::text ELSE NULL::text END) AS piping_material_stainless_steel, max( CASE WHEN x."DESCRIPTION" = 'UG PIPING CONSTRUCTION'::text AND (x."DESCRIPTION_1" = ANY (ARRAY['BARE STEEL'::text, 'CATHODICALLY PROTECTED, METALLIC'::text, 'Double wall, metallic primary'::text])) THEN 'Yes'::text WHEN x."DESCRIPTION" = 'UG SINGLE / INNER WALL PIPING'::text AND (x."DESCRIPTION_1" = ANY (ARRAY['BARE STEEL'::text, 'CP PROTECTED'::text])) THEN 'Yes'::text WHEN x."DESCRIPTION" = 'UG OUTER WALL PIPING'::text AND (x."DESCRIPTION_1" = ANY (ARRAY['BARE STEEL, OUTER'::text, 'CP PROTECTED, OUTER'::text, 'POLY-ENCASED STAINLESS STEEL, OUTER'::text])) THEN 'Yes'::text ELSE NULL::text END) AS piping_material_steel, max( CASE WHEN x."DESCRIPTION" = 'UG PIPING CONSTRUCTION'::text AND x."DESCRIPTION_1" = 'COPPER'::text THEN 'Yes'::text WHEN x."DESCRIPTION" = 'UG SINGLE / INNER WALL PIPING'::text AND x."DESCRIPTION_1" = 'COPPER'::text THEN 'Yes'::text ELSE NULL::text END) AS piping_material_copper, max( CASE WHEN x."DESCRIPTION" = 'UG PIPING CONSTRUCTION'::text AND (x."DESCRIPTION_1" = ANY (ARRAY['FLEXIBLE NON-METALLIC'::text, 'Double wall, flexible primary'::text])) THEN 'Yes'::text WHEN x."DESCRIPTION" = 'UG SINGLE / INNER WALL PIPING'::text AND x."DESCRIPTION_1" = 'FLEX'::text THEN 'Yes'::text WHEN x."DESCRIPTION" = 'UG OUTER WALL PIPING'::text AND x."DESCRIPTION_1" = 'FLEX, OUTER'::text THEN 'Yes'::text ELSE NULL::text END) AS piping_material_flex, max( CASE WHEN x."DESCRIPTION" = 'UG PIPING CONSTRUCTION'::text AND x."DESCRIPTION_1" = 'NONE'::text THEN 'Yes'::text WHEN x."DESCRIPTION" = 'UG SINGLE / INNER WALL PIPING'::text AND x."DESCRIPTION_1" = 'NO DISPENSING PIPING'::text THEN 'Yes'::text ELSE NULL::text END) AS piping_material_no_piping, max( CASE WHEN x."DESCRIPTION" = 'UG PIPING CONSTRUCTION'::text AND (x."DESCRIPTION_1" = ANY (ARRAY['JACKETED'::text, 'OTHER (COMPLIANT)'::text])) THEN 'Yes'::text WHEN x."DESCRIPTION" = 'UG SINGLE / INNER WALL PIPING'::text AND x."DESCRIPTION_1" = 'OTHER'::text THEN 'Yes'::text WHEN x."DESCRIPTION" = 'UG OUTER WALL PIPING'::text AND x."DESCRIPTION_1" = 'OTHER, OUTER'::text THEN 'Yes'::text ELSE NULL::text END) AS piping_material_other, max( CASE WHEN x."DESCRIPTION" = 'UG PIPING CONSTRUCTION'::text AND x."DESCRIPTION_1" = 'UNKNOWN'::text THEN 'Yes'::text WHEN x."DESCRIPTION" = 'UG SINGLE / INNER WALL PIPING'::text AND x."DESCRIPTION_1" = 'UNKNOWN'::text THEN 'Yes'::text WHEN x."DESCRIPTION" = 'UG OUTER WALL PIPING'::text AND x."DESCRIPTION_1" = 'UNKNOWN, OUTER'::text THEN 'Yes'::text ELSE NULL::text END) AS piping_material_unknown FROM pa_ust.attributes x WHERE x."DESCRIPTION" = ANY (ARRAY['UG PIPING CONSTRUCTION'::text, 'UG SINGLE / INNER WALL
ust_piping | piping_material_flex | v_piping_material | piping_material_flex | 3988 |  | CREATE OR REPLACE VIEW pa_ust.v_piping_material AS SELECT DISTINCT x."FAC_ID" AS facility_id, x."F_NAME" AS facility_name, x."TANK_NAME" AS tank_id, max( CASE WHEN x."DESCRIPTION" = 'UG PIPING CONSTRUCTION'::text AND (x."DESCRIPTION_1" = ANY (ARRAY['FIBERGLASS'::text, 'Double wall, rigid (FRP) primary'::text])) THEN 'Yes'::text WHEN x."DESCRIPTION" = 'UG SINGLE / INNER WALL PIPING'::text AND x."DESCRIPTION_1" = 'FRP'::text THEN 'Yes'::text WHEN x."DESCRIPTION" = 'UG OUTER WALL PIPING'::text AND x."DESCRIPTION_1" = 'FRP, OUTER'::text THEN 'Yes'::text ELSE NULL::text END) AS piping_material_frp, max( CASE WHEN x."DESCRIPTION" = 'UG SINGLE / INNER WALL PIPING'::text AND x."DESCRIPTION_1" = 'STAINLESS STEEL'::text THEN 'Yes'::text ELSE NULL::text END) AS piping_material_stainless_steel, max( CASE WHEN x."DESCRIPTION" = 'UG PIPING CONSTRUCTION'::text AND (x."DESCRIPTION_1" = ANY (ARRAY['BARE STEEL'::text, 'CATHODICALLY PROTECTED, METALLIC'::text, 'Double wall, metallic primary'::text])) THEN 'Yes'::text WHEN x."DESCRIPTION" = 'UG SINGLE / INNER WALL PIPING'::text AND (x."DESCRIPTION_1" = ANY (ARRAY['BARE STEEL'::text, 'CP PROTECTED'::text])) THEN 'Yes'::text WHEN x."DESCRIPTION" = 'UG OUTER WALL PIPING'::text AND (x."DESCRIPTION_1" = ANY (ARRAY['BARE STEEL, OUTER'::text, 'CP PROTECTED, OUTER'::text, 'POLY-ENCASED STAINLESS STEEL, OUTER'::text])) THEN 'Yes'::text ELSE NULL::text END) AS piping_material_steel, max( CASE WHEN x."DESCRIPTION" = 'UG PIPING CONSTRUCTION'::text AND x."DESCRIPTION_1" = 'COPPER'::text THEN 'Yes'::text WHEN x."DESCRIPTION" = 'UG SINGLE / INNER WALL PIPING'::text AND x."DESCRIPTION_1" = 'COPPER'::text THEN 'Yes'::text ELSE NULL::text END) AS piping_material_copper, max( CASE WHEN x."DESCRIPTION" = 'UG PIPING CONSTRUCTION'::text AND (x."DESCRIPTION_1" = ANY (ARRAY['FLEXIBLE NON-METALLIC'::text, 'Double wall, flexible primary'::text])) THEN 'Yes'::text WHEN x."DESCRIPTION" = 'UG SINGLE / INNER WALL PIPING'::text AND x."DESCRIPTION_1" = 'FLEX'::text THEN 'Yes'::text WHEN x."DESCRIPTION" = 'UG OUTER WALL PIPING'::text AND x."DESCRIPTION_1" = 'FLEX, OUTER'::text THEN 'Yes'::text ELSE NULL::text END) AS piping_material_flex, max( CASE WHEN x."DESCRIPTION" = 'UG PIPING CONSTRUCTION'::text AND x."DESCRIPTION_1" = 'NONE'::text THEN 'Yes'::text WHEN x."DESCRIPTION" = 'UG SINGLE / INNER WALL PIPING'::text AND x."DESCRIPTION_1" = 'NO DISPENSING PIPING'::text THEN 'Yes'::text ELSE NULL::text END) AS piping_material_no_piping, max( CASE WHEN x."DESCRIPTION" = 'UG PIPING CONSTRUCTION'::text AND (x."DESCRIPTION_1" = ANY (ARRAY['JACKETED'::text, 'OTHER (COMPLIANT)'::text])) THEN 'Yes'::text WHEN x."DESCRIPTION" = 'UG SINGLE / INNER WALL PIPING'::text AND x."DESCRIPTION_1" = 'OTHER'::text THEN 'Yes'::text WHEN x."DESCRIPTION" = 'UG OUTER WALL PIPING'::text AND x."DESCRIPTION_1" = 'OTHER, OUTER'::text THEN 'Yes'::text ELSE NULL::text END) AS piping_material_other, max( CASE WHEN x."DESCRIPTION" = 'UG PIPING CONSTRUCTION'::text AND x."DESCRIPTION_1" = 'UNKNOWN'::text THEN 'Yes'::text WHEN x."DESCRIPTION" = 'UG SINGLE / INNER WALL PIPING'::text AND x."DESCRIPTION_1" = 'UNKNOWN'::text THEN 'Yes'::text WHEN x."DESCRIPTION" = 'UG OUTER WALL PIPING'::text AND x."DESCRIPTION_1" = 'UNKNOWN, OUTER'::text THEN 'Yes'::text ELSE NULL::text END) AS piping_material_unknown FROM pa_ust.attributes x WHERE x."DESCRIPTION" = ANY (ARRAY['UG PIPING CONSTRUCTION'::text, 'UG SINGLE / INNER WALL
ust_piping | piping_material_no_piping | v_piping_material | piping_material_no_piping | 3989 |  | CREATE OR REPLACE VIEW pa_ust.v_piping_material AS SELECT DISTINCT x."FAC_ID" AS facility_id, x."F_NAME" AS facility_name, x."TANK_NAME" AS tank_id, max( CASE WHEN x."DESCRIPTION" = 'UG PIPING CONSTRUCTION'::text AND (x."DESCRIPTION_1" = ANY (ARRAY['FIBERGLASS'::text, 'Double wall, rigid (FRP) primary'::text])) THEN 'Yes'::text WHEN x."DESCRIPTION" = 'UG SINGLE / INNER WALL PIPING'::text AND x."DESCRIPTION_1" = 'FRP'::text THEN 'Yes'::text WHEN x."DESCRIPTION" = 'UG OUTER WALL PIPING'::text AND x."DESCRIPTION_1" = 'FRP, OUTER'::text THEN 'Yes'::text ELSE NULL::text END) AS piping_material_frp, max( CASE WHEN x."DESCRIPTION" = 'UG SINGLE / INNER WALL PIPING'::text AND x."DESCRIPTION_1" = 'STAINLESS STEEL'::text THEN 'Yes'::text ELSE NULL::text END) AS piping_material_stainless_steel, max( CASE WHEN x."DESCRIPTION" = 'UG PIPING CONSTRUCTION'::text AND (x."DESCRIPTION_1" = ANY (ARRAY['BARE STEEL'::text, 'CATHODICALLY PROTECTED, METALLIC'::text, 'Double wall, metallic primary'::text])) THEN 'Yes'::text WHEN x."DESCRIPTION" = 'UG SINGLE / INNER WALL PIPING'::text AND (x."DESCRIPTION_1" = ANY (ARRAY['BARE STEEL'::text, 'CP PROTECTED'::text])) THEN 'Yes'::text WHEN x."DESCRIPTION" = 'UG OUTER WALL PIPING'::text AND (x."DESCRIPTION_1" = ANY (ARRAY['BARE STEEL, OUTER'::text, 'CP PROTECTED, OUTER'::text, 'POLY-ENCASED STAINLESS STEEL, OUTER'::text])) THEN 'Yes'::text ELSE NULL::text END) AS piping_material_steel, max( CASE WHEN x."DESCRIPTION" = 'UG PIPING CONSTRUCTION'::text AND x."DESCRIPTION_1" = 'COPPER'::text THEN 'Yes'::text WHEN x."DESCRIPTION" = 'UG SINGLE / INNER WALL PIPING'::text AND x."DESCRIPTION_1" = 'COPPER'::text THEN 'Yes'::text ELSE NULL::text END) AS piping_material_copper, max( CASE WHEN x."DESCRIPTION" = 'UG PIPING CONSTRUCTION'::text AND (x."DESCRIPTION_1" = ANY (ARRAY['FLEXIBLE NON-METALLIC'::text, 'Double wall, flexible primary'::text])) THEN 'Yes'::text WHEN x."DESCRIPTION" = 'UG SINGLE / INNER WALL PIPING'::text AND x."DESCRIPTION_1" = 'FLEX'::text THEN 'Yes'::text WHEN x."DESCRIPTION" = 'UG OUTER WALL PIPING'::text AND x."DESCRIPTION_1" = 'FLEX, OUTER'::text THEN 'Yes'::text ELSE NULL::text END) AS piping_material_flex, max( CASE WHEN x."DESCRIPTION" = 'UG PIPING CONSTRUCTION'::text AND x."DESCRIPTION_1" = 'NONE'::text THEN 'Yes'::text WHEN x."DESCRIPTION" = 'UG SINGLE / INNER WALL PIPING'::text AND x."DESCRIPTION_1" = 'NO DISPENSING PIPING'::text THEN 'Yes'::text ELSE NULL::text END) AS piping_material_no_piping, max( CASE WHEN x."DESCRIPTION" = 'UG PIPING CONSTRUCTION'::text AND (x."DESCRIPTION_1" = ANY (ARRAY['JACKETED'::text, 'OTHER (COMPLIANT)'::text])) THEN 'Yes'::text WHEN x."DESCRIPTION" = 'UG SINGLE / INNER WALL PIPING'::text AND x."DESCRIPTION_1" = 'OTHER'::text THEN 'Yes'::text WHEN x."DESCRIPTION" = 'UG OUTER WALL PIPING'::text AND x."DESCRIPTION_1" = 'OTHER, OUTER'::text THEN 'Yes'::text ELSE NULL::text END) AS piping_material_other, max( CASE WHEN x."DESCRIPTION" = 'UG PIPING CONSTRUCTION'::text AND x."DESCRIPTION_1" = 'UNKNOWN'::text THEN 'Yes'::text WHEN x."DESCRIPTION" = 'UG SINGLE / INNER WALL PIPING'::text AND x."DESCRIPTION_1" = 'UNKNOWN'::text THEN 'Yes'::text WHEN x."DESCRIPTION" = 'UG OUTER WALL PIPING'::text AND x."DESCRIPTION_1" = 'UNKNOWN, OUTER'::text THEN 'Yes'::text ELSE NULL::text END) AS piping_material_unknown FROM pa_ust.attributes x WHERE x."DESCRIPTION" = ANY (ARRAY['UG PIPING CONSTRUCTION'::text, 'UG SINGLE / INNER WALL
ust_piping | piping_material_other | v_piping_material | piping_material_other | 3990 |  | CREATE OR REPLACE VIEW pa_ust.v_piping_material AS SELECT DISTINCT x."FAC_ID" AS facility_id, x."F_NAME" AS facility_name, x."TANK_NAME" AS tank_id, max( CASE WHEN x."DESCRIPTION" = 'UG PIPING CONSTRUCTION'::text AND (x."DESCRIPTION_1" = ANY (ARRAY['FIBERGLASS'::text, 'Double wall, rigid (FRP) primary'::text])) THEN 'Yes'::text WHEN x."DESCRIPTION" = 'UG SINGLE / INNER WALL PIPING'::text AND x."DESCRIPTION_1" = 'FRP'::text THEN 'Yes'::text WHEN x."DESCRIPTION" = 'UG OUTER WALL PIPING'::text AND x."DESCRIPTION_1" = 'FRP, OUTER'::text THEN 'Yes'::text ELSE NULL::text END) AS piping_material_frp, max( CASE WHEN x."DESCRIPTION" = 'UG SINGLE / INNER WALL PIPING'::text AND x."DESCRIPTION_1" = 'STAINLESS STEEL'::text THEN 'Yes'::text ELSE NULL::text END) AS piping_material_stainless_steel, max( CASE WHEN x."DESCRIPTION" = 'UG PIPING CONSTRUCTION'::text AND (x."DESCRIPTION_1" = ANY (ARRAY['BARE STEEL'::text, 'CATHODICALLY PROTECTED, METALLIC'::text, 'Double wall, metallic primary'::text])) THEN 'Yes'::text WHEN x."DESCRIPTION" = 'UG SINGLE / INNER WALL PIPING'::text AND (x."DESCRIPTION_1" = ANY (ARRAY['BARE STEEL'::text, 'CP PROTECTED'::text])) THEN 'Yes'::text WHEN x."DESCRIPTION" = 'UG OUTER WALL PIPING'::text AND (x."DESCRIPTION_1" = ANY (ARRAY['BARE STEEL, OUTER'::text, 'CP PROTECTED, OUTER'::text, 'POLY-ENCASED STAINLESS STEEL, OUTER'::text])) THEN 'Yes'::text ELSE NULL::text END) AS piping_material_steel, max( CASE WHEN x."DESCRIPTION" = 'UG PIPING CONSTRUCTION'::text AND x."DESCRIPTION_1" = 'COPPER'::text THEN 'Yes'::text WHEN x."DESCRIPTION" = 'UG SINGLE / INNER WALL PIPING'::text AND x."DESCRIPTION_1" = 'COPPER'::text THEN 'Yes'::text ELSE NULL::text END) AS piping_material_copper, max( CASE WHEN x."DESCRIPTION" = 'UG PIPING CONSTRUCTION'::text AND (x."DESCRIPTION_1" = ANY (ARRAY['FLEXIBLE NON-METALLIC'::text, 'Double wall, flexible primary'::text])) THEN 'Yes'::text WHEN x."DESCRIPTION" = 'UG SINGLE / INNER WALL PIPING'::text AND x."DESCRIPTION_1" = 'FLEX'::text THEN 'Yes'::text WHEN x."DESCRIPTION" = 'UG OUTER WALL PIPING'::text AND x."DESCRIPTION_1" = 'FLEX, OUTER'::text THEN 'Yes'::text ELSE NULL::text END) AS piping_material_flex, max( CASE WHEN x."DESCRIPTION" = 'UG PIPING CONSTRUCTION'::text AND x."DESCRIPTION_1" = 'NONE'::text THEN 'Yes'::text WHEN x."DESCRIPTION" = 'UG SINGLE / INNER WALL PIPING'::text AND x."DESCRIPTION_1" = 'NO DISPENSING PIPING'::text THEN 'Yes'::text ELSE NULL::text END) AS piping_material_no_piping, max( CASE WHEN x."DESCRIPTION" = 'UG PIPING CONSTRUCTION'::text AND (x."DESCRIPTION_1" = ANY (ARRAY['JACKETED'::text, 'OTHER (COMPLIANT)'::text])) THEN 'Yes'::text WHEN x."DESCRIPTION" = 'UG SINGLE / INNER WALL PIPING'::text AND x."DESCRIPTION_1" = 'OTHER'::text THEN 'Yes'::text WHEN x."DESCRIPTION" = 'UG OUTER WALL PIPING'::text AND x."DESCRIPTION_1" = 'OTHER, OUTER'::text THEN 'Yes'::text ELSE NULL::text END) AS piping_material_other, max( CASE WHEN x."DESCRIPTION" = 'UG PIPING CONSTRUCTION'::text AND x."DESCRIPTION_1" = 'UNKNOWN'::text THEN 'Yes'::text WHEN x."DESCRIPTION" = 'UG SINGLE / INNER WALL PIPING'::text AND x."DESCRIPTION_1" = 'UNKNOWN'::text THEN 'Yes'::text WHEN x."DESCRIPTION" = 'UG OUTER WALL PIPING'::text AND x."DESCRIPTION_1" = 'UNKNOWN, OUTER'::text THEN 'Yes'::text ELSE NULL::text END) AS piping_material_unknown FROM pa_ust.attributes x WHERE x."DESCRIPTION" = ANY (ARRAY['UG PIPING CONSTRUCTION'::text, 'UG SINGLE / INNER WALL
ust_piping | piping_material_unknown | v_piping_material | piping_material_unknown | 3991 |  | CREATE OR REPLACE VIEW pa_ust.v_piping_material AS SELECT DISTINCT x."FAC_ID" AS facility_id, x."F_NAME" AS facility_name, x."TANK_NAME" AS tank_id, max( CASE WHEN x."DESCRIPTION" = 'UG PIPING CONSTRUCTION'::text AND (x."DESCRIPTION_1" = ANY (ARRAY['FIBERGLASS'::text, 'Double wall, rigid (FRP) primary'::text])) THEN 'Yes'::text WHEN x."DESCRIPTION" = 'UG SINGLE / INNER WALL PIPING'::text AND x."DESCRIPTION_1" = 'FRP'::text THEN 'Yes'::text WHEN x."DESCRIPTION" = 'UG OUTER WALL PIPING'::text AND x."DESCRIPTION_1" = 'FRP, OUTER'::text THEN 'Yes'::text ELSE NULL::text END) AS piping_material_frp, max( CASE WHEN x."DESCRIPTION" = 'UG SINGLE / INNER WALL PIPING'::text AND x."DESCRIPTION_1" = 'STAINLESS STEEL'::text THEN 'Yes'::text ELSE NULL::text END) AS piping_material_stainless_steel, max( CASE WHEN x."DESCRIPTION" = 'UG PIPING CONSTRUCTION'::text AND (x."DESCRIPTION_1" = ANY (ARRAY['BARE STEEL'::text, 'CATHODICALLY PROTECTED, METALLIC'::text, 'Double wall, metallic primary'::text])) THEN 'Yes'::text WHEN x."DESCRIPTION" = 'UG SINGLE / INNER WALL PIPING'::text AND (x."DESCRIPTION_1" = ANY (ARRAY['BARE STEEL'::text, 'CP PROTECTED'::text])) THEN 'Yes'::text WHEN x."DESCRIPTION" = 'UG OUTER WALL PIPING'::text AND (x."DESCRIPTION_1" = ANY (ARRAY['BARE STEEL, OUTER'::text, 'CP PROTECTED, OUTER'::text, 'POLY-ENCASED STAINLESS STEEL, OUTER'::text])) THEN 'Yes'::text ELSE NULL::text END) AS piping_material_steel, max( CASE WHEN x."DESCRIPTION" = 'UG PIPING CONSTRUCTION'::text AND x."DESCRIPTION_1" = 'COPPER'::text THEN 'Yes'::text WHEN x."DESCRIPTION" = 'UG SINGLE / INNER WALL PIPING'::text AND x."DESCRIPTION_1" = 'COPPER'::text THEN 'Yes'::text ELSE NULL::text END) AS piping_material_copper, max( CASE WHEN x."DESCRIPTION" = 'UG PIPING CONSTRUCTION'::text AND (x."DESCRIPTION_1" = ANY (ARRAY['FLEXIBLE NON-METALLIC'::text, 'Double wall, flexible primary'::text])) THEN 'Yes'::text WHEN x."DESCRIPTION" = 'UG SINGLE / INNER WALL PIPING'::text AND x."DESCRIPTION_1" = 'FLEX'::text THEN 'Yes'::text WHEN x."DESCRIPTION" = 'UG OUTER WALL PIPING'::text AND x."DESCRIPTION_1" = 'FLEX, OUTER'::text THEN 'Yes'::text ELSE NULL::text END) AS piping_material_flex, max( CASE WHEN x."DESCRIPTION" = 'UG PIPING CONSTRUCTION'::text AND x."DESCRIPTION_1" = 'NONE'::text THEN 'Yes'::text WHEN x."DESCRIPTION" = 'UG SINGLE / INNER WALL PIPING'::text AND x."DESCRIPTION_1" = 'NO DISPENSING PIPING'::text THEN 'Yes'::text ELSE NULL::text END) AS piping_material_no_piping, max( CASE WHEN x."DESCRIPTION" = 'UG PIPING CONSTRUCTION'::text AND (x."DESCRIPTION_1" = ANY (ARRAY['JACKETED'::text, 'OTHER (COMPLIANT)'::text])) THEN 'Yes'::text WHEN x."DESCRIPTION" = 'UG SINGLE / INNER WALL PIPING'::text AND x."DESCRIPTION_1" = 'OTHER'::text THEN 'Yes'::text WHEN x."DESCRIPTION" = 'UG OUTER WALL PIPING'::text AND x."DESCRIPTION_1" = 'OTHER, OUTER'::text THEN 'Yes'::text ELSE NULL::text END) AS piping_material_other, max( CASE WHEN x."DESCRIPTION" = 'UG PIPING CONSTRUCTION'::text AND x."DESCRIPTION_1" = 'UNKNOWN'::text THEN 'Yes'::text WHEN x."DESCRIPTION" = 'UG SINGLE / INNER WALL PIPING'::text AND x."DESCRIPTION_1" = 'UNKNOWN'::text THEN 'Yes'::text WHEN x."DESCRIPTION" = 'UG OUTER WALL PIPING'::text AND x."DESCRIPTION_1" = 'UNKNOWN, OUTER'::text THEN 'Yes'::text ELSE NULL::text END) AS piping_material_unknown FROM pa_ust.attributes x WHERE x."DESCRIPTION" = ANY (ARRAY['UG PIPING CONSTRUCTION'::text, 'UG SINGLE / INNER WALL
ust_piping | piping_flex_connector | v_flex_connector | piping_flex_connector | 3992 |  | CREATE OR REPLACE VIEW pa_ust.v_flex_connector AS SELECT DISTINCT x."FAC_ID" AS facility_id, x."F_NAME" AS facility_name, x."TANK_NAME" AS tank_id, max( CASE WHEN x."DESCRIPTION" = 'Piping Flexible Connectors'::text AND (x."DESCRIPTION_1" = ANY (ARRAY['Unprotected Metallic Components (incl wrapped or coated)'::text, 'Cathodically Protected, Metallic'::text, 'Flexible Coupling w/ Protected Metallic Ends'::text, 'Completely Inside Containment Sump, Secondary Pipe or Liner'::text, 'Completely Jacketed w/ Sealed Boot'::text, 'Not in Contact w/ Ground'::text])) THEN 'Yes'::text WHEN x."DESCRIPTION" = 'FLEX - TANK END'::text AND x."DESCRIPTION_1" = 'OTHER'::text THEN 'Yes'::text WHEN x."DESCRIPTION" = 'FLEX - DISPENSER END'::text AND x."DESCRIPTION_1" = 'OTHER'::text THEN 'Yes'::text WHEN x."DESCRIPTION" = 'FLEX - TANK END'::text AND (x."DESCRIPTION_1" = ANY (ARRAY['UNPROTECTED METALLIC COMPONENTS (INCL WRAPPED OR COATED)'::text, 'CATHODICALLY PROTECTED, METALLIC'::text, 'FLEXIBLE COUPLING W/ PROTECTED METALLIC ENDS'::text, 'COMPLETELY INSIDE CONTAINMENT SUMP, SECONDARY PIPE OR LINER'::text, 'COMPLETELY JACKETED W/ SEALED BOOT'::text, 'NOT IN CONTACT W/ GROUND'::text])) THEN 'Yes'::text WHEN x."DESCRIPTION" = 'FLEX - DISPENSER END'::text AND (x."DESCRIPTION_1" = ANY (ARRAY['UNPROTECTED METALLIC COMPONENTS (INCL WRAPPED OR COATED)'::text, 'CATHODICALLY PROTECTED, METALLIC'::text, 'FLEXIBLE COUPLING W/ PROTECTED METALLIC ENDS'::text, 'COMPLETELY INSIDE CONTAINMENT SUMP, SECONDARY PIPE OR LINER'::text, 'COMPLETELY JACKETED W/ SEALED BOOT'::text, 'NOT IN CONTACT W/ GROUND'::text])) THEN 'Yes'::text WHEN x."DESCRIPTION" = 'Piping Flexible Connectors'::text AND x."DESCRIPTION_1" = 'None'::text THEN 'No'::text WHEN x."DESCRIPTION" = 'FLEX - TANK END'::text AND x."DESCRIPTION_1" = 'NONE'::text THEN 'No'::text WHEN x."DESCRIPTION" = 'FLEX - DISPENSER END'::text AND x."DESCRIPTION_1" = 'NONE'::text THEN 'No'::text ELSE NULL::text END) AS piping_flex_connector FROM pa_ust.attributes x WHERE x."DESCRIPTION" = ANY (ARRAY['Piping Flexible Connectors'::text, 'FLEX - TANK END'::text, 'FLEX - DISPENSER END'::text]) GROUP BY x."FAC_ID", x."F_NAME", x."TANK_NAME";
ust_piping | piping_corrosion_protection_sacrificial_anode | v_corrosion_protection | piping_corrosion_protection_sacrificial_anode | 3993 |  | CREATE OR REPLACE VIEW pa_ust.v_corrosion_protection AS SELECT DISTINCT x."FAC_ID" AS facility_id, x."F_NAME" AS facility_name, x."TANK_NAME" AS tank_id, max( CASE WHEN x."DESCRIPTION" = 'UG PIPING CONSTRUCTION'::text AND x."DESCRIPTION_1" = 'CATHODICALLY PROTECTED, METALLIC'::text THEN 'Yes'::text WHEN x."DESCRIPTION" = 'UG SINGLE / INNER WALL PIPING'::text AND x."DESCRIPTION_1" = 'CP PROTECTED'::text THEN 'Yes'::text WHEN x."DESCRIPTION" = 'UG OUTER WALL PIPING'::text AND x."DESCRIPTION_1" = 'PipingCP - SA'::text THEN 'Yes'::text ELSE NULL::text END) AS piping_corrosion_protection_sacrificial_anode, max( CASE WHEN x."DESCRIPTION" = 'UG PIPING CONSTRUCTION'::text AND (x."DESCRIPTION_1" = ANY (ARRAY['FIBERGLASS'::text, 'FLEXIBLE NON-METALLIC'::text, 'Double wall, rigid (FRP) primary'::text, 'Double wall, flexible primary'::text, 'JACKETED'::text])) THEN 'Yes'::text WHEN x."DESCRIPTION" = 'UG SINGLE / INNER WALL PIPING'::text AND (x."DESCRIPTION_1" = ANY (ARRAY['FRP'::text, 'FLEX'::text])) THEN 'Yes'::text WHEN x."DESCRIPTION" = 'UG OUTER WALL PIPING'::text AND (x."DESCRIPTION_1" = ANY (ARRAY['FRP, OUTER'::text, 'FLEX, OUTER'::text, 'POLY-ENCASED STAINLESS STEEL, OUTER'::text])) THEN 'Yes'::text ELSE NULL::text END) AS piping_corrosion_protection_cathodic_not_required FROM pa_ust.attributes x WHERE x."DESCRIPTION" = ANY (ARRAY['UG PIPING CONSTRUCTION'::text, 'UG SINGLE / INNER WALL PIPING'::text, 'UG OUTER WALL PIPING'::text]) GROUP BY x."FAC_ID", x."F_NAME", x."TANK_NAME";
ust_piping | piping_corrosion_protection_cathodic_not_required | v_corrosion_protection | piping_corrosion_protection_cathodic_not_required | 3994 |  | CREATE OR REPLACE VIEW pa_ust.v_corrosion_protection AS SELECT DISTINCT x."FAC_ID" AS facility_id, x."F_NAME" AS facility_name, x."TANK_NAME" AS tank_id, max( CASE WHEN x."DESCRIPTION" = 'UG PIPING CONSTRUCTION'::text AND x."DESCRIPTION_1" = 'CATHODICALLY PROTECTED, METALLIC'::text THEN 'Yes'::text WHEN x."DESCRIPTION" = 'UG SINGLE / INNER WALL PIPING'::text AND x."DESCRIPTION_1" = 'CP PROTECTED'::text THEN 'Yes'::text WHEN x."DESCRIPTION" = 'UG OUTER WALL PIPING'::text AND x."DESCRIPTION_1" = 'PipingCP - SA'::text THEN 'Yes'::text ELSE NULL::text END) AS piping_corrosion_protection_sacrificial_anode, max( CASE WHEN x."DESCRIPTION" = 'UG PIPING CONSTRUCTION'::text AND (x."DESCRIPTION_1" = ANY (ARRAY['FIBERGLASS'::text, 'FLEXIBLE NON-METALLIC'::text, 'Double wall, rigid (FRP) primary'::text, 'Double wall, flexible primary'::text, 'JACKETED'::text])) THEN 'Yes'::text WHEN x."DESCRIPTION" = 'UG SINGLE / INNER WALL PIPING'::text AND (x."DESCRIPTION_1" = ANY (ARRAY['FRP'::text, 'FLEX'::text])) THEN 'Yes'::text WHEN x."DESCRIPTION" = 'UG OUTER WALL PIPING'::text AND (x."DESCRIPTION_1" = ANY (ARRAY['FRP, OUTER'::text, 'FLEX, OUTER'::text, 'POLY-ENCASED STAINLESS STEEL, OUTER'::text])) THEN 'Yes'::text ELSE NULL::text END) AS piping_corrosion_protection_cathodic_not_required FROM pa_ust.attributes x WHERE x."DESCRIPTION" = ANY (ARRAY['UG PIPING CONSTRUCTION'::text, 'UG SINGLE / INNER WALL PIPING'::text, 'UG OUTER WALL PIPING'::text]) GROUP BY x."FAC_ID", x."F_NAME", x."TANK_NAME";
ust_piping | piping_line_leak_detector | v_piping_rd | piping_line_leak_detector | 3995 |  | CREATE OR REPLACE VIEW pa_ust.v_piping_rd AS SELECT DISTINCT x."FAC_ID" AS facility_id, x."F_NAME" AS facility_name, x."TANK_NAME" AS tank_id, max( CASE WHEN x."DESCRIPTION_1" = ANY (ARRAY['AUTOMATIC LINE LEAK DETECTOR'::text, 'ELECTRONIC LINE LEAK DETECTOR'::text]) THEN 'Yes'::text WHEN x."DESCRIPTION_1" = 'YES'::text THEN 'Yes'::text WHEN x."DESCRIPTION_1" = 'NO'::text THEN 'No'::text ELSE NULL::text END) AS piping_line_leak_detector, max( CASE WHEN x."DESCRIPTION_1" = 'ANNUAL LINE TIGHTNESS TESTING (PRESSURE)'::text THEN 'Yes'::text ELSE NULL::text END) AS piping_line_test_annual, max( CASE WHEN x."DESCRIPTION_1" = 'LINE TIGHTNESS TEST - 3 YEARS (SUCTION)'::text THEN 'Yes'::text ELSE NULL::text END) AS piping_line_test3yr, max( CASE WHEN x."DESCRIPTION_1" = 'GROUNDWATER MONITORING'::text THEN 'Yes'::text ELSE NULL::text END) AS piping_groundwater_monitoring, max( CASE WHEN x."DESCRIPTION_1" = 'VAPOR MONITORING'::text THEN 'Yes'::text ELSE NULL::text END) AS piping_vapor_monitoring, max( CASE WHEN x."DESCRIPTION_1" = ANY (ARRAY['INTERSTITIAL MONITORING'::text, 'INTERSTITIAL MONITORING W/CONTINUOUS ALARM/SHUT OFF'::text]) THEN 'Yes'::text ELSE NULL::text END) AS piping_interstitial_monitoring, max( CASE WHEN x."DESCRIPTION_1" = 'STATISTICAL INVENTORY RECONCILIATION'::text THEN 'Yes'::text ELSE NULL::text END) AS piping_statistical_inventory_reconciliation FROM pa_ust.attributes x WHERE x."DESCRIPTION" = ANY (ARRAY['PIPE RELEASE DETECTION METHOD'::text, 'LINE LEAK DETECTOR SHUTS OFF PUMP'::text]) GROUP BY x."FAC_ID", x."F_NAME", x."TANK_NAME";
ust_piping | piping_line_test_annual | v_piping_rd | piping_line_test_annual | 3996 |  | CREATE OR REPLACE VIEW pa_ust.v_piping_rd AS SELECT DISTINCT x."FAC_ID" AS facility_id, x."F_NAME" AS facility_name, x."TANK_NAME" AS tank_id, max( CASE WHEN x."DESCRIPTION_1" = ANY (ARRAY['AUTOMATIC LINE LEAK DETECTOR'::text, 'ELECTRONIC LINE LEAK DETECTOR'::text]) THEN 'Yes'::text WHEN x."DESCRIPTION_1" = 'YES'::text THEN 'Yes'::text WHEN x."DESCRIPTION_1" = 'NO'::text THEN 'No'::text ELSE NULL::text END) AS piping_line_leak_detector, max( CASE WHEN x."DESCRIPTION_1" = 'ANNUAL LINE TIGHTNESS TESTING (PRESSURE)'::text THEN 'Yes'::text ELSE NULL::text END) AS piping_line_test_annual, max( CASE WHEN x."DESCRIPTION_1" = 'LINE TIGHTNESS TEST - 3 YEARS (SUCTION)'::text THEN 'Yes'::text ELSE NULL::text END) AS piping_line_test3yr, max( CASE WHEN x."DESCRIPTION_1" = 'GROUNDWATER MONITORING'::text THEN 'Yes'::text ELSE NULL::text END) AS piping_groundwater_monitoring, max( CASE WHEN x."DESCRIPTION_1" = 'VAPOR MONITORING'::text THEN 'Yes'::text ELSE NULL::text END) AS piping_vapor_monitoring, max( CASE WHEN x."DESCRIPTION_1" = ANY (ARRAY['INTERSTITIAL MONITORING'::text, 'INTERSTITIAL MONITORING W/CONTINUOUS ALARM/SHUT OFF'::text]) THEN 'Yes'::text ELSE NULL::text END) AS piping_interstitial_monitoring, max( CASE WHEN x."DESCRIPTION_1" = 'STATISTICAL INVENTORY RECONCILIATION'::text THEN 'Yes'::text ELSE NULL::text END) AS piping_statistical_inventory_reconciliation FROM pa_ust.attributes x WHERE x."DESCRIPTION" = ANY (ARRAY['PIPE RELEASE DETECTION METHOD'::text, 'LINE LEAK DETECTOR SHUTS OFF PUMP'::text]) GROUP BY x."FAC_ID", x."F_NAME", x."TANK_NAME";
ust_piping | piping_line_test3yr | v_piping_rd | piping_line_test3yr | 3997 |  | CREATE OR REPLACE VIEW pa_ust.v_piping_rd AS SELECT DISTINCT x."FAC_ID" AS facility_id, x."F_NAME" AS facility_name, x."TANK_NAME" AS tank_id, max( CASE WHEN x."DESCRIPTION_1" = ANY (ARRAY['AUTOMATIC LINE LEAK DETECTOR'::text, 'ELECTRONIC LINE LEAK DETECTOR'::text]) THEN 'Yes'::text WHEN x."DESCRIPTION_1" = 'YES'::text THEN 'Yes'::text WHEN x."DESCRIPTION_1" = 'NO'::text THEN 'No'::text ELSE NULL::text END) AS piping_line_leak_detector, max( CASE WHEN x."DESCRIPTION_1" = 'ANNUAL LINE TIGHTNESS TESTING (PRESSURE)'::text THEN 'Yes'::text ELSE NULL::text END) AS piping_line_test_annual, max( CASE WHEN x."DESCRIPTION_1" = 'LINE TIGHTNESS TEST - 3 YEARS (SUCTION)'::text THEN 'Yes'::text ELSE NULL::text END) AS piping_line_test3yr, max( CASE WHEN x."DESCRIPTION_1" = 'GROUNDWATER MONITORING'::text THEN 'Yes'::text ELSE NULL::text END) AS piping_groundwater_monitoring, max( CASE WHEN x."DESCRIPTION_1" = 'VAPOR MONITORING'::text THEN 'Yes'::text ELSE NULL::text END) AS piping_vapor_monitoring, max( CASE WHEN x."DESCRIPTION_1" = ANY (ARRAY['INTERSTITIAL MONITORING'::text, 'INTERSTITIAL MONITORING W/CONTINUOUS ALARM/SHUT OFF'::text]) THEN 'Yes'::text ELSE NULL::text END) AS piping_interstitial_monitoring, max( CASE WHEN x."DESCRIPTION_1" = 'STATISTICAL INVENTORY RECONCILIATION'::text THEN 'Yes'::text ELSE NULL::text END) AS piping_statistical_inventory_reconciliation FROM pa_ust.attributes x WHERE x."DESCRIPTION" = ANY (ARRAY['PIPE RELEASE DETECTION METHOD'::text, 'LINE LEAK DETECTOR SHUTS OFF PUMP'::text]) GROUP BY x."FAC_ID", x."F_NAME", x."TANK_NAME";
ust_piping | piping_groundwater_monitoring | v_piping_rd | piping_groundwater_monitoring | 3998 |  | CREATE OR REPLACE VIEW pa_ust.v_piping_rd AS SELECT DISTINCT x."FAC_ID" AS facility_id, x."F_NAME" AS facility_name, x."TANK_NAME" AS tank_id, max( CASE WHEN x."DESCRIPTION_1" = ANY (ARRAY['AUTOMATIC LINE LEAK DETECTOR'::text, 'ELECTRONIC LINE LEAK DETECTOR'::text]) THEN 'Yes'::text WHEN x."DESCRIPTION_1" = 'YES'::text THEN 'Yes'::text WHEN x."DESCRIPTION_1" = 'NO'::text THEN 'No'::text ELSE NULL::text END) AS piping_line_leak_detector, max( CASE WHEN x."DESCRIPTION_1" = 'ANNUAL LINE TIGHTNESS TESTING (PRESSURE)'::text THEN 'Yes'::text ELSE NULL::text END) AS piping_line_test_annual, max( CASE WHEN x."DESCRIPTION_1" = 'LINE TIGHTNESS TEST - 3 YEARS (SUCTION)'::text THEN 'Yes'::text ELSE NULL::text END) AS piping_line_test3yr, max( CASE WHEN x."DESCRIPTION_1" = 'GROUNDWATER MONITORING'::text THEN 'Yes'::text ELSE NULL::text END) AS piping_groundwater_monitoring, max( CASE WHEN x."DESCRIPTION_1" = 'VAPOR MONITORING'::text THEN 'Yes'::text ELSE NULL::text END) AS piping_vapor_monitoring, max( CASE WHEN x."DESCRIPTION_1" = ANY (ARRAY['INTERSTITIAL MONITORING'::text, 'INTERSTITIAL MONITORING W/CONTINUOUS ALARM/SHUT OFF'::text]) THEN 'Yes'::text ELSE NULL::text END) AS piping_interstitial_monitoring, max( CASE WHEN x."DESCRIPTION_1" = 'STATISTICAL INVENTORY RECONCILIATION'::text THEN 'Yes'::text ELSE NULL::text END) AS piping_statistical_inventory_reconciliation FROM pa_ust.attributes x WHERE x."DESCRIPTION" = ANY (ARRAY['PIPE RELEASE DETECTION METHOD'::text, 'LINE LEAK DETECTOR SHUTS OFF PUMP'::text]) GROUP BY x."FAC_ID", x."F_NAME", x."TANK_NAME";
ust_piping | piping_vapor_monitoring | v_piping_rd | piping_vapor_monitoring | 3999 |  | CREATE OR REPLACE VIEW pa_ust.v_piping_rd AS SELECT DISTINCT x."FAC_ID" AS facility_id, x."F_NAME" AS facility_name, x."TANK_NAME" AS tank_id, max( CASE WHEN x."DESCRIPTION_1" = ANY (ARRAY['AUTOMATIC LINE LEAK DETECTOR'::text, 'ELECTRONIC LINE LEAK DETECTOR'::text]) THEN 'Yes'::text WHEN x."DESCRIPTION_1" = 'YES'::text THEN 'Yes'::text WHEN x."DESCRIPTION_1" = 'NO'::text THEN 'No'::text ELSE NULL::text END) AS piping_line_leak_detector, max( CASE WHEN x."DESCRIPTION_1" = 'ANNUAL LINE TIGHTNESS TESTING (PRESSURE)'::text THEN 'Yes'::text ELSE NULL::text END) AS piping_line_test_annual, max( CASE WHEN x."DESCRIPTION_1" = 'LINE TIGHTNESS TEST - 3 YEARS (SUCTION)'::text THEN 'Yes'::text ELSE NULL::text END) AS piping_line_test3yr, max( CASE WHEN x."DESCRIPTION_1" = 'GROUNDWATER MONITORING'::text THEN 'Yes'::text ELSE NULL::text END) AS piping_groundwater_monitoring, max( CASE WHEN x."DESCRIPTION_1" = 'VAPOR MONITORING'::text THEN 'Yes'::text ELSE NULL::text END) AS piping_vapor_monitoring, max( CASE WHEN x."DESCRIPTION_1" = ANY (ARRAY['INTERSTITIAL MONITORING'::text, 'INTERSTITIAL MONITORING W/CONTINUOUS ALARM/SHUT OFF'::text]) THEN 'Yes'::text ELSE NULL::text END) AS piping_interstitial_monitoring, max( CASE WHEN x."DESCRIPTION_1" = 'STATISTICAL INVENTORY RECONCILIATION'::text THEN 'Yes'::text ELSE NULL::text END) AS piping_statistical_inventory_reconciliation FROM pa_ust.attributes x WHERE x."DESCRIPTION" = ANY (ARRAY['PIPE RELEASE DETECTION METHOD'::text, 'LINE LEAK DETECTOR SHUTS OFF PUMP'::text]) GROUP BY x."FAC_ID", x."F_NAME", x."TANK_NAME";
ust_piping | piping_interstitial_monitoring | v_piping_rd | piping_interstitial_monitoring | 4000 |  | CREATE OR REPLACE VIEW pa_ust.v_piping_rd AS SELECT DISTINCT x."FAC_ID" AS facility_id, x."F_NAME" AS facility_name, x."TANK_NAME" AS tank_id, max( CASE WHEN x."DESCRIPTION_1" = ANY (ARRAY['AUTOMATIC LINE LEAK DETECTOR'::text, 'ELECTRONIC LINE LEAK DETECTOR'::text]) THEN 'Yes'::text WHEN x."DESCRIPTION_1" = 'YES'::text THEN 'Yes'::text WHEN x."DESCRIPTION_1" = 'NO'::text THEN 'No'::text ELSE NULL::text END) AS piping_line_leak_detector, max( CASE WHEN x."DESCRIPTION_1" = 'ANNUAL LINE TIGHTNESS TESTING (PRESSURE)'::text THEN 'Yes'::text ELSE NULL::text END) AS piping_line_test_annual, max( CASE WHEN x."DESCRIPTION_1" = 'LINE TIGHTNESS TEST - 3 YEARS (SUCTION)'::text THEN 'Yes'::text ELSE NULL::text END) AS piping_line_test3yr, max( CASE WHEN x."DESCRIPTION_1" = 'GROUNDWATER MONITORING'::text THEN 'Yes'::text ELSE NULL::text END) AS piping_groundwater_monitoring, max( CASE WHEN x."DESCRIPTION_1" = 'VAPOR MONITORING'::text THEN 'Yes'::text ELSE NULL::text END) AS piping_vapor_monitoring, max( CASE WHEN x."DESCRIPTION_1" = ANY (ARRAY['INTERSTITIAL MONITORING'::text, 'INTERSTITIAL MONITORING W/CONTINUOUS ALARM/SHUT OFF'::text]) THEN 'Yes'::text ELSE NULL::text END) AS piping_interstitial_monitoring, max( CASE WHEN x."DESCRIPTION_1" = 'STATISTICAL INVENTORY RECONCILIATION'::text THEN 'Yes'::text ELSE NULL::text END) AS piping_statistical_inventory_reconciliation FROM pa_ust.attributes x WHERE x."DESCRIPTION" = ANY (ARRAY['PIPE RELEASE DETECTION METHOD'::text, 'LINE LEAK DETECTOR SHUTS OFF PUMP'::text]) GROUP BY x."FAC_ID", x."F_NAME", x."TANK_NAME";
ust_piping | piping_statistical_inventory_reconciliation | v_piping_rd | piping_statistical_inventory_reconciliation | 4001 |  | CREATE OR REPLACE VIEW pa_ust.v_piping_rd AS SELECT DISTINCT x."FAC_ID" AS facility_id, x."F_NAME" AS facility_name, x."TANK_NAME" AS tank_id, max( CASE WHEN x."DESCRIPTION_1" = ANY (ARRAY['AUTOMATIC LINE LEAK DETECTOR'::text, 'ELECTRONIC LINE LEAK DETECTOR'::text]) THEN 'Yes'::text WHEN x."DESCRIPTION_1" = 'YES'::text THEN 'Yes'::text WHEN x."DESCRIPTION_1" = 'NO'::text THEN 'No'::text ELSE NULL::text END) AS piping_line_leak_detector, max( CASE WHEN x."DESCRIPTION_1" = 'ANNUAL LINE TIGHTNESS TESTING (PRESSURE)'::text THEN 'Yes'::text ELSE NULL::text END) AS piping_line_test_annual, max( CASE WHEN x."DESCRIPTION_1" = 'LINE TIGHTNESS TEST - 3 YEARS (SUCTION)'::text THEN 'Yes'::text ELSE NULL::text END) AS piping_line_test3yr, max( CASE WHEN x."DESCRIPTION_1" = 'GROUNDWATER MONITORING'::text THEN 'Yes'::text ELSE NULL::text END) AS piping_groundwater_monitoring, max( CASE WHEN x."DESCRIPTION_1" = 'VAPOR MONITORING'::text THEN 'Yes'::text ELSE NULL::text END) AS piping_vapor_monitoring, max( CASE WHEN x."DESCRIPTION_1" = ANY (ARRAY['INTERSTITIAL MONITORING'::text, 'INTERSTITIAL MONITORING W/CONTINUOUS ALARM/SHUT OFF'::text]) THEN 'Yes'::text ELSE NULL::text END) AS piping_interstitial_monitoring, max( CASE WHEN x."DESCRIPTION_1" = 'STATISTICAL INVENTORY RECONCILIATION'::text THEN 'Yes'::text ELSE NULL::text END) AS piping_statistical_inventory_reconciliation FROM pa_ust.attributes x WHERE x."DESCRIPTION" = ANY (ARRAY['PIPE RELEASE DETECTION METHOD'::text, 'LINE LEAK DETECTOR SHUTS OFF PUMP'::text]) GROUP BY x."FAC_ID", x."F_NAME", x."TANK_NAME";
ust_piping | pipe_tank_top_sump | v_tank_top_sump | pipe_tank_top_sump | 4002 |  | CREATE OR REPLACE VIEW pa_ust.v_tank_top_sump AS SELECT DISTINCT x."FAC_ID" AS facility_id, x."F_NAME" AS facility_name, x."TANK_NAME" AS tank_id, max( CASE WHEN x."DESCRIPTION_1" = 'AT ALL PENETRATIONS'::text THEN 'Yes'::text WHEN x."DESCRIPTION_1" = 'AT SOME PENETRATIONS'::text THEN 'Yes'::text WHEN x."DESCRIPTION_1" = 'NONE'::text THEN 'No'::text ELSE NULL::text END) AS pipe_tank_top_sump FROM pa_ust.attributes x WHERE x."DESCRIPTION" = 'TANK-TOP CONTAINMENT SUMPS'::text GROUP BY x."FAC_ID", x."F_NAME", x."TANK_NAME";
ust_piping | piping_wall_type_id | v_piping_wall_type | DESCRIPTION_1 | 4075 |  | CREATE OR REPLACE VIEW pa_ust.v_piping_wall_type AS SELECT DISTINCT x."FAC_ID" AS facility_id, x."F_NAME" AS facility_name, x."TANK_NAME" AS tank_id, x."DESCRIPTION_1", row_number() OVER (PARTITION BY x."FAC_ID", x."F_NAME", x."TANK_NAME" ORDER BY ( CASE WHEN x."DESCRIPTION_1" = ANY (ARRAY['Double wall, flexible primary'::text, 'Double wall, metallic primary'::text, 'Double wall, rigid (FRP) primary'::text]) THEN 1 WHEN x."DESCRIPTION_1" = ANY (ARRAY['BARE STEEL'::text, 'CATHODICALLY PROTECTED, METALLIC'::text, 'COPPER'::text, 'FIBERGLASS'::text, 'FLEXIBLE NON-METALLIC'::text, 'JACKETED'::text, 'MODIFICATION OF PIPING'::text, 'NONE'::text]) THEN 2 WHEN x."DESCRIPTION_1" = ANY (ARRAY['OTHER (COMPLIANT)'::text, 'TRENCH LINER'::text]) THEN 3 ELSE 4 END)) AS row_num FROM pa_ust.attributes x WHERE x."DESCRIPTION" = 'UG PIPING CONSTRUCTION'::text;
ust_piping | pipe_trench_liner | attributes | DESCRIPTION_1 | 4076 |  | left join (select a."FAC_ID", a."F_NAME", a."TANK_NAME", max(case when a."DESCRIPTION_1" = 'TRENCH LINER' then 'Yes' end) as pipe_trench_liner, max(case when a."DESCRIPTION_1" = 'JACKETED' then 'Yes' end) as pipe_secondary_containment_other from pa_ust."attributes" a group by a."FAC_ID", a."F_NAME", a."TANK_NAME") ar on x."OTHER_ID" = ar."FAC_ID" and x."PF_NAME" = ar."F_NAME" and RIGHT(x."SEQ_NUMBER", 3)::int = ar."TANK_NAME";
ust_piping | pipe_secondary_containment_other | attributes | DESCRIPTION_1 | 4077 |  | left join (select a."FAC_ID", a."F_NAME", a."TANK_NAME", max(case when a."DESCRIPTION_1" = 'TRENCH LINER' then 'Yes' end) as pipe_trench_liner, max(case when a."DESCRIPTION_1" = 'JACKETED' then 'Yes' end) as pipe_secondary_containment_other from pa_ust."attributes" a group by a."FAC_ID", a."F_NAME", a."TANK_NAME") ar on x."OTHER_ID" = ar."FAC_ID" and x."PF_NAME" = ar."F_NAME" and RIGHT(x."SEQ_NUMBER", 3)::int = ar."TANK_NAME";
ust_piping | compartment_name | tanks | SEQ_NUMBER | 3980 |  | RIGHT(SEQ_NUMBER, 3)::int
ust_tank_dispenser | facility_id | tanks | OTHER_ID | 4003
ust_tank_dispenser | tank_id | tanks | RIGHT(SEQ_NUMBER, 3)::int | 4004 |  | RIGHT(SEQ_NUMBER, 3)::int
ust_tank_dispenser | dispenser_id | erg_dispenser_id | dispenser_id | 4084
ust_tank_dispenser | dispenser_udc | v_dispenser | dispenser_udc | 4005 |  | CREATE OR REPLACE VIEW pa_ust.v_dispenser AS SELECT DISTINCT x."FAC_ID" AS facility_id, x."F_NAME" AS facility_name, x."TANK_NAME" AS tank_id, max( CASE WHEN x."DESCRIPTION_1" = 'AT ALL DISPENSERS'::text THEN 'Yes'::text WHEN x."DESCRIPTION_1" = 'AT SOME DISPENSERS'::text THEN 'Yes'::text WHEN x."DESCRIPTION_1" = 'NONE'::text THEN 'No'::text ELSE NULL::text END) AS dispenser_udc FROM pa_ust.attributes x WHERE x."DESCRIPTION" = 'UNDER-DISPENSER CONTAINMENT'::text GROUP BY x."FAC_ID", x."F_NAME", x."TANK_NAME";